## Template
Location | Zone | Room/ Location Detail | Location Status | Service Type | Service Description | Quantity | Fed From / feeds Details | MAXIMO Number | ARN Number | Make | Model | Serial Number | Condition | MAXIMO Service Status | Actual Service Status | Notifications / Notes | Online Price New | Change Date | Changed By | Transferable | Stored Location | Which Terminal | Location | Level | Date Transferred | Estimated Value Saving
PIER 4 A | ZONE 01 | GATE 74 | DEAD AREA | Airbridge | AIRBRIDGE 174 | 1 |  |  | HAL 6100454 | JETWAYS | A3-48/86 | 36831 | AVERAGE |  |  | £500,000
PIER 4 A | ZONE 02 | GATE76 | DEAD AREA | Airbridge | AIRBRIDGE 176 | 1 |  |  | HAL 6100455 | JETWAYS | A3-48/86 | 36830 | AVERAGE |  |  | £500,000
PIER 4 A | ZONE 04 | GATE 78 | DEAD AREA | Airbridge | AIRBRIDGE 178 | 1 |  |  | HAL 6100456 | JETWAYS | A2-57/84 | 36826 | AVERAGE |  |  | £500,000
PIER 4 A | ZONE 05 | GATE 80 | DEAD AREA | Airbridge | AIRBRIDGE 180 | 1 |  |  | HAL 6100457 | JETWAYS | A4-48/86 | 36829 | AVERAGE |  |  | £500,000
PIER 4 A | ZONE 08 | GATE 82 | DEAD AREA | Airbridge | AIRBRIDGE 182 | 1 |  |  | HAL 6100458 | JETWAYS | A8-57/ | 36825 | AVERAGE |  |  | £500,000
PIER 4 A | ZONE 10 | GATE 84 | DEAD AREA | Airbridge | AIRBRIDGE 184 | 1 |  |  | HAL 6100459 | JETWAYS | A3-48/86 | 36828 | AVERAGE |  |  | £500,000
PIER 4 | ZONE 62 | GATE 5 A | DEAD AREA | Airbridge | AIRBRIDGE101 | 3 |  |  | HAL 6100445 | AVIOBRIDGE |  |  | AVERAGE |  |  | £1,500,000
PIER 4 | ZONE 63 | GATE 5 B | DEAD AREA | Airbridge | AIRBRIDGE 103 | 3 |  |  | HAL 6100446 | AVIOBRIDGE |  |  | AVERAGE |  |  | £1,500,000
PIER 4 | ZONE 64 | GATE 5 C | DEAD AREA | Airbridge | AIRBRIDGE 105 | 1 |  |  | HAL 6100447 | AVIOBRIDGE |  |  | AVERAGE |  |  | £500,000
PIER 4 | ZONE 55 | GATE 8 C | DEAD AREA | Airbridge | AIRBRIDGE 109 | 1 |  |  | HAL 6100448 | AVIOBRIDGE |  |  | AVERAGE |  |  | £500,000
PIER 4 | ZONE 57 | GATE 8 E | DEAD AREA | Airbridge | AIRBRIDGE 110 | 1 |  |  | HAL 6100453 | AVIOBRIDGE |  |  | AVERAGE |  |  | £500,000
PIER 4 | ZONE 56 | GATE 8 D | DEAD AREA | Airbridge | AIRBRIDGE 108 | 1 |  |  | HAL 6100452 | AVIOBRIDGE |  |  | AVERAGE |  |  | £500,000
PIER 4 | ZONE 57 | GATE 8 B | DEAD AREA | Airbridge | AIRBRIDGE 106 | 1 |  |  | HAL 6100451 | AVIOBRIDGE |  |  | AVERAGE |  |  | £500,000
PIER 4 | ZONE 54 | GATE 8 A | DEAD AREA | Airbridge | AIRBRIDGE 104 | 1 |  |  | HAL 6100450 | AVIOBRIDGE |  |  | AVERAGE |  |  | £500,000
PIER 3 | ZONE 403 | GATE 17 | DEAD AREA | Airbridge | AIRBRIDGE 117 | 1 |  |  | HAL 6100355 | AVIOBRIDGE |  |  | AVERAGE |  |  | £500,000
PIER 3 | ZONE 404 | GATE 19 | DEAD AREA | Airbridge | AIRBRIDGE 119 | 1 |  |  | HAL 6100356 | AVIOBRIDGE |  |  | AVERAGE |  |  | £500,000
PIER 3 | ZONE 406 | GATE 21 A | DEAD AREA | Airbridge | AIRBRIDGE 121 A | 1 |  |  | HAL 6100357 | AVIOBRIDGE |  |  | AVERAGE |  |  | £500,000
PIER 3 | ZONE 406 | GATE 20 | DEAD AREA | Airbridge | AIRBRIDGE 120 | 1 |  |  | HAL 6100367 | AVIOBRIDGE |  |  | AVERAGE |  |  | £500,000
PIER 4 | ZONE 151 | IRISH RECLAIM | DEAD AEA | Mechanical | CAROSEL | 1 |  |  | AFC 819 |  |  |  | GOOD |  |  | £500,000
PIER 4 | ZONE 151 | IRISH RECLAIM | DEAD AEA | Mechanical | CAROSEL | 1 |  |  | AFC 917 |  |  |  | GOOD |  |  | £500,000
T 1 MAIN BUILDING A/S | ZONE 209 | INTL ARRIVALS RECLAIM | DEAD AEA | Mechanical | CAROSEL | 1 |  |  | NO 1 |  |  |  | GOOD |  |  | £500,000
T 1 MAIN BUILDING A/S | ZONE 209 | INTL ARRIVALS RECLAIM | DEAD AEA | Mechanical | CAROSEL | 1 |  |  | NO 2 |  |  |  | GOOD |  |  | £500,000
T 1 MAIN BUILDING A/S | ZONE 209 | INTL ARRIVALS RECLAIM | DEAD AEA | Mechanical | CAROSEL | 1 |  |  | NO 3 |  |  |  | GOOD |  |  | £500,000
T 1 MAIN BUILDING A/S | ZONE 209 | INTL ARRIVALS RECLAIM | DEAD AEA | Mechanical | CAROSEL | 1 |  |  | NO 4 |  |  |  | GOOD |  |  | £500,000
T 1 MAIN BUILDING A/S | ZONE 209 | INTL ARRIVALS RECLAIM | DEAD AEA | Mechanical | CAROSEL | 1 |  |  | NO 5 |  |  |  | GOOD |  |  | £500,000
T 1 MAIN BUILDING A/S | ZONE 209 | INTL ARRIVALS RECLAIM | DEAD AEA | Mechanical | CAROSEL | 1 |  | OVER SIZE BAGGAGE | NO 7 |  |  |  | GOOD |  |  | £500,000
PIER 4 | ZONE 150 | DOMESTIC RECLAIM | DEAD AEA | Mechanical | CAROSEL | 1 |  |  | NO 1 |  |  |  | GOOD |  |  | £500,000
PIER 4 | ZONE 150 | DOMESTIC RECLAIM | DEAD AEA | Mechanical | CAROSEL | 1 |  |  | NO 2 |  |  |  | GOOD |  |  | £500,000
PIER 4 | ZONE 150 | DOMESTIC RECLAIM | DEAD AEA | Mechanical | CAROSEL | 1 |  | OVER SIZE BAGGAGE | NO 3 |  |  |  | GOOD |  |  | £500,000
PIER 4 | ZONE 54 - 57 | GATE 8 , 9, 10 | DEAD AEA | Mechanical | BAG CHUTE 108A | 1 |  | 10476987 | NO REF | ROBSONS |  |  | AVERAGE |  |  | £10,,000
PIER 4 | ZONE 54 - 57 | GATE 8 , 9, 10 | DEAD AEA | Mechanical | BAG CHUTE 108B | 1 |  | 10476988 | NO REF | ROBSONS |  |  | AVERAGE |  |  | ,£10,000
PIER 4 | ZONE 54 - 57 | GATE 8 , 9, 10 | DEAD AEA | Mechanical | BAG CHUTE 108D | 1 |  | 10476989 | NO REF | ROBSONS |  |  | AVERAGE |  |  | £10,000
PIER 4 | ZONE 54 - 57 | GATE 8 , 9, 10 | DEAD AEA | Mechanical | SPIRAL CHUTE | 1 |  |  | NO RRF | ROBSONS |  |  | AVERAGE |  |  | £8,000
PIER 4 | ZONE 54 - 57 | GATE 8 , 9, 10 | DEAD AEA | Mechanical | SPIRAL CHUTE | 1 |  |  | NO REF | ROBSONS |  |  | AVERAGE |  |  | £8,000
PIER 4 | ZONE 54 - 57 | GATE 8 , 9, 10 | DEAD AEA | Mechanical | SPIRAL CHUTE | 1 |  |  | NO REF | ROBSONS |  |  | AVERAGE |  |  | £8,000
PIER 4 | ZONE 54 - 57 | GATE 8 , 9, 10 | DEAD AEA | Electrical | CHECK IN DESKS | 12 |  |  | LISTED ALREADY |  |  |  | AVERAGE |  |  | £48,000
PIER 4 | ZONE 54 - 57 | GATE 8 , 9, 10 | DEAD AEA | Mechanical | BAG DROP CHECK SCALES | 5 |  |  | LISTED ALREADY |  |  |  | AVERAGE |  |  | £20,000
PIER 4 | ZONE 54 - 57 | GATE 8 , 9, 10 | DEAD AEA | Mechanical | STAINLESS STEEL BARRIERS | 20 MILES |  |  | NO REF |  |  |  | GOOD |  |  | £1,056,000
PIER 4 | ZONE 54 - 57 | GATE 8 , 9, 10 | DEAD AEA | Mechanical | STAINLESS STEEL FRAME GLASS PANELS | 300 METERS |  |  | NO REF |  |  |  | GOOD |  |  | £18,000
PIER 4 | ZONE 54 - 57 | GATE 8 , 9, 10 | DEAD AEA | Mechanical | STAINLESS STEEL UPRIGHT POSTS | 41 X 1200 |  |  | NO REF |  |  |  | GOOD |  |  | £96,000
PIER 4 | ZONE 54 - 57 | GATE 8 , 9, 10 | DEAD AEA | Mechanical | CONVEYOR LINE | 1 |  |  | NO REF | LOGANS |  |  | AVERAGE |  |  | £20,000
PIER 4 A | ZONE 01 | GATE 74 | DEAD AEA | Mechanical | LATE BAG CHUTE | 1 |  | 6101389 | NO REF |  |  |  | AVERAGE |  |  | £10,000
PIER 4 A | ZONE 02 | GATE 76 | DEAD AEA | Mechanical | LATE BAG CHUTE | 1 |  | 6101390 | NO REF |  |  |  | AVERAGE |  |  | £10,000
PIER 4 A | ZONE 10 | GATE 84 | DEAD AEA | Mechanical | LATE BAG CHUTE | 1 |  | 6101394 | NO REF |  |  |  | AVERAGE |  |  | £10,000
PIER 4 A | ZONE 11 | GATE 86 | DEAD AEA | Mechanical | LATE BAG CHUTE | 1 |  | 6101395 | NO REF |  |  |  | AVERAGE |  |  | £10,000
PIER 4 A | ZONE 13 | GATE 88 | DEAD AEA | Mechanical | LATE BAG CHUTE | 1 |  | 6101396 | NO REF |  |  |  | AVERAGE |  |  | £10,000
PIER 4 A | ZONE 04 | GATE 78 | DEAD AEA | Mechanical | LATE BAG CHUTE | 1 |  | 6101391 | NO REF |  |  |  | AVERAGE |  |  | £10,000
PIER 4 A | ZONE 05 | GATE 82 | DEAD AEA | Mechanical | LATE BAG CHUTE | 1 |  | 6101393 | NO REF |  |  |  | AVERAGE |  |  | £10,000
PIER 4 A | ZONE 05 | GATE 82 | DEAD AEA | Mechanical | LATE BAG CHUTE | 1 |  | 6101392 | NO REF |  |  |  | AVERAGE |  |  | £10,000
PIER 4 A | ZONE 05 | GATE 82 | DEAD AEA | Mechanical | SPIRAL CHUTE | 1 |  |  | NO REF |  |  |  | AVERAGE |  |  | £8,000
PIER 4 A | ZONE 05 | GATE 82 | DEAD AEA | Mechanical | SPIRAL CHUTE | 1 |  |  | NO REF |  |  |  | AVERAGE |  |  | £8,000
PIER 4 A | ZONE 04 | GATE 78 | DEAD AEA | Mechanical | SPIRAL CHUTE | 1 |  |  | NO REF |  |  |  | AVERAGE |  |  | £8,000
PIER 4 A | ZONE 13 | GATE 88 | DEAD AEA | Mechanical | SPIRAL CHUTE | 1 |  |  | NO REF |  |  |  | AVERAGE |  |  | £8,000
PIER 4 A | ZONE 11 | GATE 86 | DEAD AEA | Mechanical | SPIRAL CHUTE | 1 |  |  | NO REF |  |  |  | AVERAGE |  |  | £8,000
PIER 4 A | ZONE 10 | GATE 84 | DEAD AEA | Mechanical | SPIRAL CHUTE | 1 |  |  | NO REF |  |  |  | AVERAGE |  |  | £8,000
PIER 4 A | ZONE 02 | GATE 76 | DEAD AEA | Mechanical | SPIRAL CHUTE | 1 |  |  | NO REF |  |  |  | AVERAGE |  |  | £8,000
PIER 4 A | ZONE 01 | GATE 74 | DEAD AEA | Mechanical | SPIRAL CHUTE | 1 |  |  | NO REF |  |  |  | AVERAGE |  |  | £8,000
PIER 3 |  | PIER 3 | DEAD AEA | LEPC | PAXCON 07 | 4 |  |  | HAL 6100476 | travalators |  |  | AVERAGE |  |  | £1,200,000
PIER 3 |  | PIER 3 | DEAD AEA | LEPC | PAXCON 08 | 4 |  |  | HAL 6100478 | travalators |  |  | AVERAGE |  |  | £1,200,000
PIER 4 A |  | PIER 4 A | DEAD AEA | LEPC | PAXCON 11 | 4 |  |  | HAL 6100481 | travalators |  |  | AVERAGE |  |  | £1,200,000
PIER 4 A |  | PIER 4 A | DEAD AEA | LEPC | PAXCON 12 | 4 |  |  | HAL 6100482 | travalators |  |  | AVERAGE |  |  | £1,200,000
PIER 4 A |  | PIER 4 A | DEAD AEA | LEPC | PAXCON 13 | 1 |  |  | HAL 6100483 | travalators |  |  | AVERAGE |  |  | £300,000
PIER 4 A |  | PIER 4 A | DEAD AEA | LEPC | PAXCON 14 | 1 |  |  | HAL 6100484 | travalators |  |  | AVERAGE |  |  | £300,000
MAIN BUILDING |  | GOLDEN MILE | DEAD AEA | LEPC | PAXCON 15 | 1 |  |  | HAL 6100472 | travalators |  |  | AVERAGE |  |  | £300,000
MAIN BUILDING |  | GOLDEN MILE | DEAD AEA | LEPC | PAXCON 16 | 1 |  |  | HAL 6100473 | travalators |  |  | AVERAGE |  |  | £300,000
MAIN BUILDING |  | GOLDEN MILE | DEAD AEA | LEPC | PAXCON 17 | 1 |  |  | HAL 6100474 | travalators |  |  | AVERAGE |  |  | £300,000
MAIN BUILDING |  | GOLDEN MILE | DEAD AEA | LEPC | PAXCON 18 | 1 |  |  | HAL 6100475 | travalators |  |  | AVERAGE |  |  | £300,000
MAIN BUILDING |  | BEHIND FCC | DEAD AEA | LEPC | PAXCON 19 | 1 |  |  | HAL 6100485 | travalators |  |  | AVERAGE |  |  | £300,000
EURO PIER |  | LEVEL 20 | DEAD AEA | LEPC | PAXCON 21 | 1 |  |  | NO REF | travalators |  |  | AVERAGE |  |  | £300,000
EURO PIER |  | LEVEL 20 | DEAD AEA | LEPC | PAXCON 22 A | 1 |  |  | ISL 11872 | travalators |  |  | AVERAGE |  |  | £300,000
EURO PIER |  | LEVEL 20 | DEAD AEA | LEPC | PAXCON 22 B | 1 |  |  | HAL 6100488 | travalators |  |  | AVERAGE |  |  | £300,000
EURO PIER |  | LEVEL 20 | DEAD AEA | LEPC | PAXCON 23 | 1 |  |  | HAL 6100489 | travalators |  |  | AVERAGE |  |  | £300,000
EURO PIER |  | LEVEL 10 | DEAD AEA | LEPC | PAXCON24 | 1 |  |  | HAL 6100490 | travalators |  |  | AVERAGE |  |  | £300,000
EURO PIER |  | LEVEL 10 | DEAD AEA | LEPC | PAXCON 25 | 1 |  |  | HAL 6100491 | travalators |  |  | AVERAGE |  |  | £300,000
MAIN BUILDING |  |  | DEAD AEA | LEPC | ESC 07 | 1 |  |  | HAL 6100496 | Escalators |  |  | AVERAGE |  |  | £150,000
MAIN BUILDING |  |  | DEAD AEA | LEPC | ESC 08 | 1 |  |  | HAL 6116981 | Escalators |  |  | AVERAGE |  |  | £150,000
MAIN BUILDING |  |  | DEAD AEA | LEPC | ESC 14 | 1 |  |  | HAL 6100502 | Escalators |  |  | AVERAGE |  |  | £150,000
MAIN BUILDING |  |  | DEAD AEA | LEPC | ESC 15 | 1 |  |  | HAL 6100503 | Escalators |  |  | AVERAGE |  |  | £150,000
MAIN BUILDING |  |  | DEAD AEA | LEPC | ESC 21 | 1 |  |  | HAL 6100504 | Escalators |  |  | AVERAGE |  |  | £150,000
MAIN BUILDING |  |  | DEAD AEA | LEPC | ESC 22 | 1 |  |  | HAL 6100505 | Escalators |  |  | AVERAGE |  |  | £150,000
MAIN BUILDING |  |  | DEAD AEA | LEPC | ESC 27 | 1 |  |  | NO REF | Escalators |  |  | AVERAGE |  |  | £150,000
MAIN BUILDING |  |  | DEAD AEA | LEPC | ESC 28 | 1 |  |  | NO REF | Escalators |  |  | AVERAGE |  |  | £150,000
MAIN BUILDING |  |  | DEAD AEA | LEPC | ESC 29 | 1 |  |  | HAL 6100284 | Escalators |  |  | AVERAGE |  |  | £180,000
MAIN BUILDING |  |  | DEAD AEA | LEPC | ESC 30 | 1 |  |  | HAL 10302847 | Escalators |  |  | AVERAGE |  |  | £150,000
FCC |  |  | DEAD AEA | LEPC | ESC 16 | 1 |  |  | HAL 6100507 | Escalators |  |  | GOOD |  |  | £150,000
FCC |  |  | DEAD AEA | LEPC | ESC17 | 1 |  |  | HAL 6100508 | Escalators |  |  | GOOD |  |  | £150,000
FCC |  |  | DEAD AEA | LEPC | ESC18 | 1 |  |  | HAL 6100509 | Escalators |  |  | GOOD |  |  | £150,000
FCC |  |  | DEAD AEA | LEPC | ESC19 | 1 |  |  | HAL 6100510 | Escalators |  |  | GOOD |  |  | £150,000
EURO PIER |  |  | DEAD AEA | LEPC | ESC 24 | 1 |  |  | L11864 | Escalators |  |  | AVERAGE |  |  | £150,000
MAIN BUILDING |  | BAGGAGE RECLAIM | DEAD AEA | LEPC | ESC 28 | 1 |  |  | HAL 6179010 | Escalators |  |  | AVERAGE |  |  | £150,000
MAIN BUILDING |  |  | DEAD AEA | LEPC | ESC 25 | 1 |  |  | NO REF | Escalators |  |  | AVERAGE |  |  | £150,000
MAIN BUILDING |  |  | DEAD AEA | LEPC | ESC 26 | 1 |  |  | NO REF | Escalators |  |  | AVERAGE |  |  | £150,000
[5 empty] | ENERGY CENTRE | 1 |  |  | T2 | HOT WATER AIR CON |  |  | GOOD |  |  | £3,000,000
[5 empty] | Auto boarding | 110 |  |  |  | auto boarding pass term |  |  | as new |  |  | £6.600,000
[5 empty] | plant room | 1 |  |  | all equipment | plant room |  |  | average |  |  | £1,000,000
[5 empty] | baggage check waighers | 500 |  |  | herbert systems | check weigher |  |  | good |  |  | £2,000,000
[5 empty] | CONVEYOR | 500 |  |  | herbert systems | insert conveyor |  |  | good |  |  | £1,000,000
[5 empty] | conveyor | 10 |  |  | herbert systems | take away conveyor |  |  | good |  |  | £5,000000
[5 empty] | display sceens | 600 |  |  | LG | DISPLY SCREENS |  |  | GOOD |  |  | £180,000
[5 empty] | SIGNAGE | 500 |  |  |  | ILLUMINATED SIGNAGE |  |  | GOOD |  |  | £1,000,000
PIER 4 A |  |  |  | walk through | metal detactor | 4 |  |  | smiths | walk through |  |  | GOOD |  |  | £800,000
PIER 4 A |  | ALL OF TERMINAL 0NE | ALL T 1 |  | COMPLETE CCTV |  |  |  | SONY | COMPLETE SYSTEM |  |  | GOOD |  |  | £15000000
PIER 4 A |  | ALL OF TERMINAL 0NE | ALL T1 |  | PUBLIC ADDRESS |  |  |  |  | COMPLETE SYSTEM |  |  | GOOD |  |  | £6,000,000
PIER 4 A |  |  |  | SABRE | EXPLOSIVE DETEC | 4 |  |  | EXPLOSIVE DETECTOR |  |  |  | GOOD |  |  | £8,000
PIER 4 A |  |  |  |  | LIQUID DETECT | 3 | [6 empty] | GOOD |  |  | £9,000
PIER 4 A |  | ALL OF TERMINAL ONE |  |  | EMERGENTCY | 2039 |  |  | EMERGENTCY LIGHTS |  |  |  | GOOD |  |  | £254,875
PIER 4 A |  | ALL OF TERMINAL ONE |  |  | NORMAL LIGHTS | 7283 |  |  | L.E.D | AIRPORT ELUMINATION |  |  | AVERAGE |  |  | £291,320
PIER 4 A |  | ALL OF TERMINAL ONE |  |  | FIRE DOORS | 3136 |  |  | AIRPORT FIRE DOORS |  |  |  | AVERAGE |  |  | £250,880
|  | ALL OF TERMINAL ONE |  |  | COMMS CABINET | 129 |  |  | COMMUNICATION | ALL T ONE |  |  | GOOD |  |  | £6,450,000
PIER 4A |  |  |  |  | 415V POWER UNIT | 4 |  |  | TRANSFORMER |  |  |  | GOOD |  |  | £40,000
PIER 4A |  |  |  |  | 660V POWER UNIT | 13 |  |  | TRANSFORMER |  |  |  | GOOD |  |  | £130,000
|  | ALL OF TERMINAL ONE |  |  | 110V POWER UNIT | 60 |  |  | TRANSFORMER |  |  |  | GOOD |  |  | £600,000
|  | ALL OF TERMINAL ONE |  |  | AIRCON UNIT | 384 |  |  | AIR CON UNIT |  |  |  | AVERAGE |  |  | £652,800
|  | ALL OF TERMINAL ONE |  |  | ELECTRIC DOORS | 86 |  |  | ELECTRIC SLIDING DOORS |  |  |  | AVERAGE |  |  | £430,000
|  | ALL OF TERMINAL ONE |  |  | BATTERY BACK UP | 44 |  |  | EMERGENCY POWER |  |  |  | GOOD |  |  | £132,000
|  | ALL OF TERMINAL ONE |  |  | VISUAL DISPLY | 10 |  |  | VISUAL DISPLY TERMINAL |  |  |  | GOOD |  |  | £30,000
|  | ALL OF TERMINAL ONE |  |  | GROUND POWER | 18 |  |  | GROUND POWER UNIT |  |  |  | GOOD |  |  | £216,000
|  | ALL OF TERMINAL ONE |  |  | EXRAY BAGGAGE | 40 |  |  | BAGGAGE EXRAY |  |  |  | GOOD |  |  | £20,000,000
|  | ALL OF TERMINAL ONE |  |  | GROWND INVERTER | 20 |  |  | GROUND INVERTER |  |  |  | GOOD |  |  | £200,000
|  | ALL OF TERMINAL ONE |  | AIRSIDE | FLOOD LIGHTS | 10 |  |  | 20 MTR HIGH |  |  |  | GOOD |  |  | £20,000
NAIN BUILDING |  |  |  |  | AIR COMPRESSOR | 3 | ` | [5 empty] | GOOD |  |  | £2000
|  | ALL OF TERMINAL; ONE |  |  | HAND DRYERS | 97 |  |  | TOILETS |  |  |  | GOOD |  |  | £9700
|  | ALL OF TERMINAL; ONE |  | DARKIN | CONDENSERS | 16 | [6 empty] | GOOD |  |  | £43,200
|  | ALL OF TERMINAL; ONE |  |  | DECO GLASS | 330 |  |  | DECO GLASS PANALS |  |  |  | GOOD |  |  | £26,400
|  | ALL OF TERMINAL; ONE |  |  | BEAM SEATING | 5000 | [6 empty] | GOOD |  |  | £500,000
|  | ALL OF TERMINAL; ONE |  |  | GLASS PANNALS | 495 |  |  | GLAS PANAL WITH ALLY FRAME |  |  |  | GOOD |  |  | £29,700
|  | ALL OF TERMINAL; ONE |  |  | TAG SCANERS | 27 |  |  | 360 TAGE BAG SCANNER |  |  |  | GOOD |  |  | £810,000
|  | ALL OF TERMINAL; ONE |  |  | TENSA BARRIERS | 682 |  |  | TENSA PEOPLE BARRIERS |  |  |  | GOOD |  |  | £102,300
|  | ALL OF TERMINAL; ONE |  |  | AIR HANDLE UNIT | 4 |  |  | AIR HANDLING UNIT |  |  |  | GOOD |  |  | £4,000
|  | ALL OF TERMINAL; ONE |  | AIRSIDE |  | 12 |  |  | DARKIN |  |  |  | GOOD |  |  | £120,000
|  | ALL OF TERMINAL; ONE |  |  | LIFTS | 79 |  |  | ALL LIFTS |  |  |  | GOOD |  |  | £7,900,000
|  | ALL OF TERMINAL; ONE |  |  | BIOMETRICS | 92 |  |  | IRIS RECOGNITION |  |  |  | GOOD |  |  | £20,700,000
|  | ALL OF TERMINAL; ONE |  |  | BAG COUNTERS | 10 | [6 empty] | GOOD |  |  | £10,000
|  | ALL OF TERMINAL; ONE |  |  | BAG SCALES | 4 |  |  | PASSENGER BAG SCLES |  |  |  | GOOD |  |  | £8,000
|  | ALL OF TERMINAL; ONE |  |  | ION SCANNER | 4 | [6 empty] | GOOD |  |  | £20,000
|  | ALL OF TERMINAL; ONE |  |  | PHOTP SCANNER | 4 | [6 empty] | GOOD |  |  | £12,000
|  | ALL OF TERMINAL; ONE |  |  | BODY SCANNER | 25 | [6 empty] | GOOD |  |  | £5,000,000
|  | ALL OF TERMINAL; ONE |  |  | PASSPORT SCAN | 4 | [6 empty] | GOOD |  |  | £12,000
|  | ALL OF TERMINAL; ONE |  |  | LIQUID DETECT | 16 | [6 empty] | GOOD |  |  | £48,000
|  | ALL OF TERMINAL; ONE |  |  | METAL DETECTOR | 5 |  |  | HAND METAL DETECTOR |  |  |  | GOOD |  |  | £5,000
|  | ALL OF TERMINAL; ONE |  | FFC | SEARCH DB | 5 | [6 empty] | GOOD |  |  | £100,000
|  | ALL OF TERMINAL; ONE |  |  | DRUGS ITEMISER | 4 |  |  | DRUGS ITEMISER |  |  |  | GOOD |  |  | £100,000
|  | ALL OF TERMINAL; ONE |  |  | FIRE ALARM DETECTOR | 8 | [6 empty] | GOOD |  |  | £8,000
|  | ALL OF TERMINAL; ONE |  |  | MOVMENT DETECTOR | 36 |  |  | MOVMENT DETECTOR |  |  |  | GOOD |  |  | £36,000
|  | ALL OF TERMINAL; ONE |  |  | AURORA SCSNNER | 7 |  |  | AURORA FACE SCANNER |  |  |  | GOOD |  |  | £3,500,000
|  | ALL OF TERMINAL; ONE |  |  | ROLLER SHUTTER | 6 | [6 empty] | GOOD |  |  | £12,000
|  | ALL OF TERMINAL; ONE |  |  | COMPRESSOR UNIT | 7 | [6 empty] | GOOD |  |  | £7,000
|  | ALL OF TERMINAL; ONE |  |  | HEAT EXCHANGERS | 2 | [6 empty] | GOOD |  |  | £4,000
|  | MAIN BUILDING |  |  | GROUNFOS PUMPS | 32 | [6 empty] | GOOD |  |  | £6,400
|  | MAIN BUILDING |  |  | OUTSIDE CONVEYORS | [7 empty] | GOOD |  |  | £500,000
|  | MAIN BUILDING |  |  | PRESURE VESSALE | 30 |  |  | HYDROGEN PRESURE VESSLE |  |  |  | GOOD |  |  | £90,000
|  | ALL OF TERMINAL; ONE |  |  | SCRAP CABLE
|  | ALL OF TERMINAL; ONE |  |  | SCRAP METAL
|  | ALL OF TERMINAL; ONE |  |  | REMAINDER OF SMALL ITEMS
|  | ALL OF TERMINAL; ONE |  |  | DECO FALSE CEILING IN ALL CORRIDOORS | [10 empty] | £800,000
[5 empty] | water clorinators | 20 | [6 empty] | good |  |  | £2,000,000
Note on A4: Location: Where in the terminal is this item located?
Note on C4: Room / Room No: Enter the exact location or room number for this item location, old WH Smith / Dixons etc
Note on D4: Location Status: Is this area still live to the public or is it dead to them, have we mothballed it etc
Note on E4: Service Type: What service is it? Electrical, mechanical, HVAC etc
Note on F4: Service Description: What is it? DHW, LTHW, ring main, FCU etc
Note on H4: Steven Mearns: Where is the service fed from / isolation point etc
Note on P4: Service Status: What is the current status of the service, is it live, is it isolated etc

## sent to wendy
Location | Zone | Room/ Location Detail | Location Status | Service Type | Service Description | Quantity | Fed From / feeds Details | MAXIMO Number | ARN Number | Make | Model | Serial Number | Condition | MAXIMO Service Status | Actual Service Status | Notifications / Notes | Online Price New | Change Date | Changed By | Transferable | Stored Location | Which Terminal | Location | Level | Date Transferred | Estimated Value Saving
MAIN BUILDING LS | ZONE 172 | WEST BALC, 254 L/S |  | Electrical | D/B | 1 |  |  | 1/C/4/6 |  | CAT; NH806 |  | POOR
MAIN BUILDING LS | ZONE 172 | WEST BALC, 254 L/S |  | HVAC | HVAC Air Handling Unit | 1 |  |  | T1-LS-BAL-INT-AC-284 | DAIKIN |  |  | POOR
MAIN BUILDING LS | ZONE 172 | WEST BALC, 254 L/S |  | HVAC | HVAC Air Handling Unit | 1 |  |  | T1-LS-BAL-INT-AC-285 | DAIKIN |  |  | POOR
MAIN BUILDING LS | ZONE 172 | WEST BALC, 254 L/S |  | Electrical | NORMAL LIGHTS | 8 |  |  | N/A |  |  |  | POOR
MAIN BUILDING LS | ZONE 172 | WEST BALC, 254 L/S |  | HVAC | HVAC CONTROLLER | 1 |  |  | NO, REF | DAIKIN |  |  | POOR
MAIN BUILDING LS | ZONE 172 | WEST BALC, 254 L/S |  | HVAC | HVAC CONTROLLER | 1 |  |  | NO, REF |  |  |  | POOR
MAIN BUILDING LS | ZONE 172 | WEST BALC, 254 L/S |  | Fire | FIREDOOR | 1 |  |  | 6480115 |  |  |  | GOOD
MAIN BUILDING LS | ZONE 172 | WEST BALC, 254 L/S |  | Fire | FIREDOOR | 1 |  |  | NO, REF |  |  |  | GOOD
MAIN BUILDING LS | ZONE 173 | WEST BALC, 254 L/S |  | Fire | EMGY SIGN | 1 |  |  | NO, REF |  |  |  | GOOD
MAIN BUILDING LS | ZONE 173 | WEST BALC, 254 L/S |  | Fire | FIREDOOR | 1 |  |  | NO, REF |  |  |  | GOOD
MAIN BUILDING LS | ZONE 173 | WEST BALC, 254 L/S |  | HVAC | HVAC GRIL | 4 |  |  | NO, REF |  |  |  | GOOD
MAIN BUILDING LS | ZONE 173 | WEST BALC, 254 L/S |  | Fire | FIREDOOR | 1 |  |  | NO,REF |  |  |  | GOOD
MAIN BUILDING LS | ZONE 173 | WEST BALC, 254 L/S |  | Electrical | NORMAL LIGHTS | 8 |  |  | NO,REF |  |  |  | GOOD
MAIN BUILDING LS | ZONE 174 | WEST BALC, 254 L/S |  | Electrical | ELT | 1 |  |  | 11134 ELT/LNM00370 |  |  |  | GOOD
MAIN BUILDING LS | ZONE 175 | WEST BALC, 254 L/S |  | HVAC | HVAC CONTROLLER | 1 |  |  | NO,REF | TAC |  |  | GOOD
MAIN BUILDING LS | ZONE 176 | WEST BALC, 254 L/S |  | HVAC | HVAC GRIL | 2 |  |  | NO,REF |  |  |  | GOOD
GOOD
MAIN BUILDING LS | ZONE153 | ZONE K |  | HVAC | HVAC | 1 |  |  | 11134/GIL00533 |  |  |  | GOOD
MAIN BUILDING LS | ZONE153 | ZONE K |  | HVAC | HVAC | 1 |  |  | 11134/GIL00537 |  |  |  | GOOD
MAIN BUILDING LS | ZONE153 | ZONE K |  | HVAC | HVAC | 1 |  |  | 11134/GIL00541 |  |  |  | GOOD
MAIN BUILDING LS | ZONE153 | ZONE K |  | HVAC | HVAC | 1 |  |  | 11134/GIL00550 |  |  |  | GOOD
MAIN BUILDING LS | ZONE153 | ZONE K |  | HVAC | HVAC | 1 |  |  | 11134/GIL00543 |  |  |  | GOOD
MAIN BUILDING LS | ZONE153 | ZONE K |  | HVAC | HVAC | 1 |  |  | 11134/GIL00542 |  |  |  | GOOD
MAIN BUILDING LS | ZONE153 | ZONE K |  | HVAC | HVAC | 1 |  |  | 11134/GIL00542 |  |  |  | GOOD
MAIN BUILDING LS | ZONE153 | ZONE K |  | HVAC | HVAC | 1 |  |  | 11134/GIL00539 |  |  |  | GOOD
MAIN BUILDING LS | ZONE153 | ZONE K |  | HVAC | HVAC | 1 |  |  | 11134/GIL00535 |  |  |  | GOOD
MAIN BUILDING LS | ZONE153 | ZONE K |  | HVAC | HVAC | 1 |  |  | 11134/GIL00531 |  |  |  | GOOD
MAIN BUILDING LS | ZONE153 | ZONE K |  | HVAC | HVAC | 1 |  |  | 11134/GIL00530 |  |  |  | GOOD
MAIN BUILDING LS | ZONE153 | ZONE K |  | HVAC | HAVC | 1 |  |  | 11134/GIL00534 |  |  |  | GOOD
MAIN BUILDING LS | ZONE153 | ZONE K |  | HVAC | HVAC | 1 |  |  | 11134/GIL00538 |  |  |  | GOOD
MAIN BUILDING LS | ZONE153 | ZONE K |  | HVAC | HVAC | 1 |  |  | 11134/GIL00527 |  |  |  | GOOD
MAIN BUILDING LS | ZONE153 | ZONE K |  | HVAC | HVAC | 6 |  |  | NO REF |  |  |  | GOOD
MAIN BUILDING LS | ZONE153 | ZONE K |  | ELECTRICAL | DIU | 2 |  |  | NO REF |  |  |  | GOOD
MAIN BUILDING LS | ZONE153 | ZONE K |  | FIRE | PANIC ALARM PULL SWITCH | 4 |  |  | NO REF | GARDIAN |  |  | GOOD
MAIN BUILDING LS | ZONE153 | ZONE K |  | ELECTRICAL | ELT | 1 |  |  | 11134/ELT/LNM00628 |  |  |  | GOOD
MAIN BUILDING LS | ZONE153 | ZONE K |  | ELECTRICAL | ELT | 1 |  |  | 11134/ELT/LNM00630 |  |  |  | GOOD
MAIN BUILDING LS | ZONE153 | ZONE K |  | ELECTRICAL | ELT | 1 |  |  | 11134/ELT/LNM00631 |  |  |  | GOOD
MAIN BUILDING LS | ZONE153 | ZONE K |  | ELECTRICAL | ELT | 1 |  |  | 11134/ELT/LNM00632 |  |  |  | GOOD
MAIN BUILDING LS | ZONE153 | ZONE K |  | ELECTRICAL | ELT | 1 |  |  | 11134/ELT/LNM00633 |  |  |  | GOOD
MAIN BUILDING LS | ZONE153 | ZONE K |  | ELECTRICAL | ELT | 1 |  |  | 11134/ELT/LNM00634 |  |  |  | GOOD
MAIN BUILDING LS | ZONE153 | ZONE K |  | ELECTRICAL | ELT | 1 |  |  | 11134/ELT/LNM00635 |  |  |  | GOOD
MAIN BUILDING LS | ZONE153 | ZONE K |  | ELECTRICAL | ELT | 1 |  |  | 11134/ELT/LNM00638 |  |  |  | GOOD
MAIN BUILDING LS | ZONE153 | ZONE K |  | ELECTRICAL | ELT | 1 |  |  | 11134/ELT/LNM00639 |  |  |  | GOOD
MAIN BUILDING LS | ZONE153 | ZONE K |  | ELECTRICAL | ELT | 1 |  |  | 11134/ELT/LNM00640 |  |  |  | GOOD
MAIN BUILDING LS | ZONE153 | ZONE K |  | ELECTRICAL | ELT | 1 |  |  | 11134/ELT/LNM00641 |  |  |  | GOOD
MAIN BUILDING LS | ZONE153 | ZONE K |  | ELECTRICAL | ELT | 1 |  |  | 11134/ELT/LNM00642 |  |  |  | GOOD
MAIN BUILDING LS | ZONE153 | ZONE K |  | ELECTRICAL | ELT | 1 |  |  | 11134/ELT/LNM00643 |  |  |  | GOOD
MAIN BUILDING LS | ZONE153 | ZONE K |  | ELECTRICAL | ELT | 1 |  |  | 11134/ELT/LNM00644 |  |  |  | GOOD
MAIN BUILDING LS | ZONE153 | ZONE K |  | ELECTRICAL | ELT | 1 |  |  | 11134/ELT/LNM00645 |  |  |  | GOOD
MAIN BUILDING LS | ZONE153 | ZONE K |  | ELECTRICAL | ELT | 1 |  |  | 11134/ELT/LNM00646 |  |  |  | GOOD
MAIN BUILDING LS | ZONE153 | ZONE K |  | ELECTRICAL | ELT | 1 |  |  | 11134/ELT/LNM00647 |  |  |  | AVERAGE
MAIN BUILDING LS | ZONE153 | ZONE K |  | ELECTRICAL | EMGY SIGN | 1 |  |  | 32/2/35/J5L1 |  |  |  | AVERAGE
MAIN BUILDING LS | ZONE153 | ZONE K |  | ELECTRICAL | EMGY SIGN | 1 |  |  | 32/1/4/K3L3 |  |  |  | AVERAGE
MAIN BUILDING LS | ZONE153 | ZONE K |  | ELECTRICAL | EMGY SIGN | 1 |  |  | 32/1/4/3L3 |  |  |  | AVERAGE
MAIN BUILDING LS | ZONE153 | ZONE K |  | IT | CCTV | 15 |  |  | CCTVICDCAM00040,41-48, 52-57 |  |  |  | AVERAGE
MAIN BUILDING LS | ZONE153 | ZONE K |  | IT | CCTV | 1 |  |  | 11134/CCTV/CAM10687 |  |  |  | AVERAGE
MAIN BUILDING LS | ZONE153 | ZONE K |  | ELECTRICAL | ELT | 1 |  |  | 11134/ELT/LNM00627 |  |  |  | AVERAGE
MAIN BUILDING LS | ZONE153 | ZONE K |  | ELECTRICAL | ELT | 1 |  |  | 11134/ELT/LNM00626 |  |  |  | AVERAGE
MAIN BUILDING LS | ZONE153 | ZONE K |  | ELECTRICAL | ELT | 1 |  |  | 11134/ELT/LNM00625 |  |  |  | AVERAGE
MAIN BUILDING LS | ZONE153 | ZONE K |  | ELECTRICAL | ELT | 1 |  |  | 11134/ELT/LNM00624 |  |  |  | AVERAGE
MAIN BUILDING LS | ZONE153 | ZONE K |  | ELECTRICAL | ELT | 1 |  |  | 11134/ELT/LNM00623 |  |  |  | AVERAGE
MAIN BUILDING LS | ZONE153 | ZONE K |  | ELECTRICAL | ELT | 1 |  |  | 11134/ELT/LNM00622 |  |  |  | AVERAGE
MAIN BUILDING LS | ZONE153 | ZONE K |  | ELECTRICAL | ELT | 1 |  |  | 11134/ELT/LNM00620 |  |  |  | AVERAGE
MAIN BUILDING LS | ZONE153 | ZONE K |  | ELECTRICAL | ELT | 1 |  |  | 11134/ELT/LNM00618 |  |  |  | AVERAGE
MAIN BUILDING LS | ZONE 174 | 279 L/S |  | ELECTRICAL | HVAV CONTROL | 6 |  |  | NO REF | DAIKIN |  |  | AVERAGE
MAIN BUILDING LS | ZONE 174 | 279 L/S |  | HVAC | HVAC UNIT | 1 |  |  | 11134SHC/DXU00019 | DAIKIN |  |  | AVERAGE
MAIN BUILDING LS | ZONE 174 | 279 L/S |  | HVAC | HVAC GRIL | 12 |  |  | NO REF | DAIKIN |  |  | AVERAGE
MAIN BUILDING LS | ZONE 174 | 279 L/S |  | ELECTRICAL | ELT | 1 |  |  | 11134ELT/LNM00544 |  |  |  | AVERAGE
MAIN BUILDING LS | ZONE 174 | 279 L/S |  | ELECTRICAL | ELT | 1 |  |  | 11134ELT/LNM/00545 |  |  |  | AVERAGE
MAIN BUILDING LS | ZONE 174 | 279 L/S |  | ELECTRICAL | ELT | 1 |  |  | 11134ELT/LNM/00541 |  |  |  | AVERAGE
MAIN BUILDING LS | ZONE 174 | 279 L/S |  | ELECTRICAL | ELT | 1 |  |  | 11134ELT/LNM00542 |  |  |  | AVERAGE
MAIN BUILDING LS | ZONE 174 | 279 L/S |  | ELECTRICAL | ELT | 1 |  |  | 11134ELT/LNM00538 |  |  |  | AVERAGE
MAIN BUILDING LS | ZONE 174 | 279 L/S |  | ELECTRICAL | ELT | 1 |  |  | 11134ELT/LNM00543 |  |  |  | AVERAGE
MAIN BUILDING LS | ZONE 174 | 279 L/S |  | ELECTRICAL | ELT | 1 |  |  | 11134ELT/LNM00547 |  |  |  | AVERAGE
MAIN BUILDING LS | ZONE 174 | 279 L/S |  | ELECTRICAL | ELT | 1 |  |  | 11134ELT/LNM00539 |  |  |  | AVERAGE
MAIN BUILDING LS | ZONE 174 | 279 L/S |  | ELECTRICAL | ELT | 1 |  |  | 11134ELT/LNM00548 |  |  |  | AVERAGE
MAIN BUILDING LS | ZONE 174 | 279 L/S |  | FIRE | FIREDOOR | 1 |  |  | 11134WLL/FDR00113 |  |  |  | AVERAGE
MAIN BUILDING LS | ZONE 174 | 279 L/S |  | FIRE | FIREDOOR | 1 |  |  | 11134WLL/FRD00114 |  |  |  | AVERAGE
MAIN BUILDING LS | ZONE 174 | 279 L/S |  | FIRE | FIREDOOR | 1 |  |  | 11134WLL/FDR00115GOO |  |  |  | AVERAGE
MAIN BUILDING LS | ZONE 174 | 279 L/S |  | FIRE | FIREDOOR | 1 |  |  | 11134WLL/FRD00116 |  |  |  | AVERAGE
MAIN BUILDING LS | ZONE 174 | 279 L/S |  | FIRE | FIREDOOR | 1 |  |  | 11134WLL/FDR00117 |  |  |  | AVERAGE
MAIN BUILDING LS | ZONE 174 | 279 L/S |  | FIRE | ENTRANCE FIREDOOR | 1 |  |  | NO REF |  |  |  | AVERAGE
MAIN BUILDING LS | ZONE 174 | 279 L/S |  | FIRE | ENTRANCE FIREDOOR | 1 |  |  | NO REF |  |  |  | AVERAGE
MAIN BUILDING LS | ZONE 174 | 279 L/S |  | ELECTRICAL | NORMAL LIGHTS | 29 |  |  | NO REF |  |  |  | GOOD
MAIN BUILDING LS | ZONE 174 | 279 L/S |  | ELECTRICAL | ELT | 1 |  |  | 11134ELT/LNM00537 |  |  |  | GOOD
MAIN BUILDING LS | ZONE 174 | 279 L/S |  | ELECTRICAL | ELT | 1 |  |  | 11134ELT/LNM00540 |  |  |  | GOOD
MAIN BUILDING LS | ZONE 174 | 279 L/S |  | ELECTRICAL | ELT | 1 |  |  | 11134ELT/LNM00546 |  |  |  | GOOD
MAIN BUILDING LS | ZONE 174 | 279 L/S |  | IT | BT COMS | 1 |  |  | 2507 |  |  |  | POOR
MAIN BUILDING LS | ZONE 175 | 2001 A L/S |  | FIRE | ENTRANCE FIREDOOR | 1 |  |  | 684022524 |  |  |  | POOR
MAIN BUILDING LS | ZONE 175 | 2001 A L/S |  | ELECTRICAL | NORMAL LIGHTS | 14 |  |  | NO REF |  |  |  | GOOD
MAIN BUILDING LS | ZONE 175 | 2001 A L/S |  | ELECTRICAL | ELT | 2 |  |  | NO REF |  |  |  | AVERAGE
MAIN BUILDING LS | ZONE 175 | 2001 A L/S |  | ELECTRICAL | METER | 1 |  |  | BAA 2048 |  |  |  | POOR
MAIN BUILDING LS | ZONE 175 | 2001 A L/S |  | ELECTRICAL | METER | 1 |  |  | BAA2047 |  |  |  | POOR
MAIN BUILDING LS | ZONE 175 | 2001 A L/S |  | ELECTRICAL | D/B | 1 |  |  | DB/1D/14/1B |  |  |  | POOR
MAIN BUILDING LS | ZONE 175 | 2001 A L/S |  | ELECTRICAL | D/B | 1 |  |  | DB/1M/9A |  |  |  | GOOD
MAIN BUILDING LS | ZONE 175 | 2201 A L/S |  | ELECTRICAL | D/B | 1 |  |  | DB/1D/14/2 |  |  |  | POOR
MAIN BUILDING LS | ZONE 175 | 2001 L/S |  | ELECTRICAL | SWITCH | 1 |  |  | ID/14/3 | EXEL 60AMP |  |  | POOR
MAIN BUILDING LS | ZONE 175 | 2001 L/S |  | ELECTRICAL | SWITCH | 1 |  |  | ID/14/2 | EXEL 60AMP |  |  | POOR
MAIN BUILDING LS | ZONE 175 | 2001 A L/S |  | ELECTRICAL | SWITCH | 1 |  |  | ID/14/1 | EXEL 60AMP |  |  | POOR
MAIN BUILDING LS | ZONE 175 | 2001 A L/S |  | ELECTRICAL | SWITCH | 1 |  |  | ID/14/4 | EXEL 60AMP |  |  | POOR
MAIN BUILDING LS | ZONE 175 | 2001 A L/S |  | FIRE | FIREDOOR | 1 |  |  | NO REF |  |  |  | AVERAGE
MAIN BUILDING LS | ZONE 176 | 2001 B L/S |  | FIRE | FIREDOOR | 1 |  |  | 11134WLL/FDR00147 |  |  |  | POOR
MAIN BUILDING LS | ZONE 176 | 2001 B L/S |  | HVAC | HVAC UNIT | 1 |  |  | NO REF | MITSUBISHI | MSZ/GA71VA | 9003060T | GOOD
MAIN BUILDING LS | ZONE 176 | 2001 B L/S |  | HVAC | HVAC CONTROL | 1 |  |  | NO REF | MITSUBISHI | KM05C | 202571 | GOOD
MAIN BUILDING LS | ZONE 176 | 2001 B L/S |  | FIRE | FIU | 1 |  |  | NO REF | GENT | 34450 |  | AVERAGE
MAIN BUILDING LS | ZONE 176 | 2001 B L/S |  | FIRE | FIRE/ EVACUATION PANEL | 1 |  |  | NO REF |  |  |  | AVERAGE
MAIN BUILDING LS | ZONE 176 | 2001 B L/S |  | FIRE | FIREPANEL | 1 |  |  | T01-PAN-001 |  |  |  | GOOD
MAIN BUILDING LS | ZONE 176 | 2001 B L/S |  | FIRE | FIRE/ALARM/PUBLIC/ ADDRESS UPS/BATTERY/ UNIT | 1 |  |  | NO REF |  |  |  | GOOD
MAIN BUILDING LS | ZONE 176 | 2001 B L/S |  | FIRE | FIRE PANEL | 1 |  |  | FA/DL 312 |  |  |  | GOOD
MAIN BUILDING LS | ZONE 176 | 2001 B L/S |  | ELECTRICAL | NORMAL LIGHTS | 6 |  |  | NO REF |  |  |  | GOOD
MAIN BUILDING LS | ZONE 176 | 2001 B L/S |  | ELECTRICAL | ELT | 1 |  |  | 11134ELT/LNM/00596 |  |  |  | GOOD
MAIN BUILDING LS | ZONE 176 | 2001 B L/S |  | ELECTRICAL | ELT | 1 |  |  | 11134ELT/LNM/00597 |  |  |  | GOOD
MAIN BUILDING LS | ZONE 176 | 2001 B L/S |  | ELECTRICAL | ELT | 1 |  |  | NO REF |  |  |  | GOOD
MAIN BUILDING LS | ZONE 176 | 2001 B L/S |  | FIRE | FIRE /PUBLIC/VOICE ALARM SWITCHING INTERFACE PANEL | 1 |  |  | NO REF |  |  |  | GOOD
MAIN BUILDING LS | ZONE 177 | WEST BALC |  | ELECTRICAL | NORMAL LIGHTING | 104 |  |  | NO REF |  |  |  | POOR
MAIN BUILDING LS | ZONE 177 | WEST BALC |  | ELECTRICAL | EMGY SIGN | 1 |  |  | MB/2F/16/SC/18W |  |  |  | POOR
MAIN BUILDING LS | ZONE 177 | WEST BALC |  | FIRE | FIREDOOR | 1 |  |  | 6480107-19 |  |  |  | AVERAGE
MAIN BUILDING LS | ZONE 177 | WEST BALC |  | IT | WLAN | 1 |  |  | LHR1212T1-A1-A00081 |  |  |  | AVERAGE
MAIN BUILDING LS | ZONE 177 | WEST BALC |  | MECHANICAL | DRY RISER/OUTLET | 1 |  |  | 1S |  |  |  | AVERAGE
MAIN BUILDING LS | ZONE 177 | WEST BALC |  | IT | CCTV | 1 |  |  | NO REF | BOSCH |  |  | POOR
MAIN BUILDING LS | ZONE 177 | WEST BALC |  | IT | CCTV | 1 |  |  | NO REF | CANON N118 |  |  | AVERAGE
MAIN BUILDING LS | ZONE 177 | WEST BALC |  | ELECTRICAL | EMGY SIGN | 1 |  |  | MB/2F/15/SC/18W |  |  |  | POOR
MAIN BUILDING LS | ZONE 177 | WEST BALC |  | IT | WLAN | 1 |  |  | LHR1212T1-A1-A00080 |  |  |  | AVERAGE
MAIN BUILDING LS | ZONE 177 | WEST BALC |  | IT | WLAN | 1 |  |  | A2 GLN 7282/A2 | ORANGE |  |  | AVERAGE
MAIN BUILDING LS | ZONE 177 | WEST BALC |  | IT | JVC | 1 |  |  | TK-L675BE |  |  |  | AVERAGE
MAIN BUILDING LS | ZONE 177 | WEST BALC |  | IT | WLAN | 1 |  |  | LHR1212T1-A1-A00078 |  |  |  | AVERAGE
MAIN BUILDING LS | ZONE 177 | WEST BALC |  | IT | WLAN | 1 |  |  | GLN 7282/A3 | ORANGE |  |  | AVERAGE
MAIN BUILDING LS | ZONE 177 | WEST BALC |  | IT | WLAN | 1 |  |  | LHR1212T1-A1-A00079 |  |  |  | AVERAGE
MAIN BUILDING LS | ZONE 177 | WEST BALC |  | IT | CCTV | 1 |  |  | NO REF | PANASONIC WV-CP480 |  |  | AVERAGE
MAIN BUILDING LS | ZONE 177 | WEST BALC |  | ELECTRICAL | EMGY SIGN | 1 |  |  | MB/2F/14/SC/18W |  |  |  | AVERAGE
MAIN BUILDING LS | ZONE 177 | WEST BALC |  | MECHANICAL | DRY RISER/OUTLET | 1 |  |  | 2S |  |  |  | AVERAGE
MAIN BUILDING LS | ZONE 177 | WEST BALC |  | IT | WLAN | 1 |  |  | LHR1109T1-A1-AP00077 |  |  |  | AVERAGE
MAIN BUILDING LS | ZONE 177 | WEST BALC |  | IT | WLAN | 1 |  |  | A4 GLN 7282/A4 | ORANGE |  |  | AVERAGE
MAIN BUILDING LS | ZONE 177 | WEST BALC |  | ELECTRICAL | ELT | 1 |  |  | EL/N/11 |  |  |  | POOR
MAIN BUILDING LS | ZONE/C150 | WEST BALC, COMMS RM |  | IT | MAID NEW | 1 |  |  | HAL 6518455 |  |  |  | GOOD
MAIN BUILDING LS | ZONE/C150 | WEST BALC, COMMS RM |  | FIRE | FIREDOOR | 1 |  | T1-FDR0217 | HAL 89082558 |  |  |  | AVERAGE
MAIN BUILDING LS | ZONE/C150 | WEST BALC, COMMS RM |  | ELECTRICAL | DIU | 1 |  |  | HAL 6518452 |  |  |  | GOOD
MAIN BUILDING LS | ZONE/C150 | WEST BALC, COMMS RM |  | FIRE | FIU | 1 |  |  | HAL 89076871 |  |  |  | GOOD
MAIN BUILDING LS | ZONE/C150 | WEST BALC, COMMS RM |  | FIRE | FIREPANEL VESDA | 1 |  | VESDA PAN 10003 | HAL 6187271 |  |  |  | GOOD
MAIN BUILDING LS | ZONE/C150 | WEST BALC, COMMS RM |  | FIRE | FIU | 1 |  |  | HAL 89076881 |  |  |  | AVERAGE
MAIN BUILDING LS | ZONE/C150 | WEST BALC, COMMS RM |  | ELECTRICAL | D/B | 1 |  | DB/P6 | HAL 89089770 |  |  |  | GOOD
MAIN BUILDING LS | ZONE/C150 | WEST BALC, COMMS RM |  | ELECTRICAL | JUNCTION BOX | 1 |  |  | NO REF |  |  |  | POOR
MAIN BUILDING LS | ZONE/C150 | WEST BALC, COMMS RM |  | HVAC | HVAC UNIT | 1 |  |  | T1-MB-INT-A/C-04 | DAIKIN |  |  | AVERAGE
MAIN BUILDING LS | ZONE/C150 | WEST BALC, COMMS RM |  | HVAC | HVAC CONTROL | 1 |  |  | 17248094 | DAIKIN |  |  | POOR
MAIN BUILDING LS | ZONE/C150 | WEST BALC, COMMS RM |  | FIRE | REAL TIME CONTROL INTERFACE | 1 |  |  | NO REF |  |  |  | AVERAGE
MAIN BUILDING LS | ZONE/C150 | WEST BALC, COMMS RM |  | ELECTRICAL | MAIN SWITCH PANEL | 1 |  |  | NO REF |  |  |  | POOR
MAIN BUILDING LS | ZONE/C150 | WEST BALC, COMMS RM |  | IT | COMMS CAB | 1 |  |  | 1109 |  |  |  | GOOD
MAIN BUILDING LS | ZONE/C150 | WEST BALC, COMMS RM |  | IT | COMMS CAB | 1 |  |  | 1004 |  |  |  | AVERAGE
MAIN BUILDING LS | ZONE/C150 | WEST BALC, COMMS RM |  | IT | COMMS CAB | 1 |  |  | CP24 RACK 1 |  |  |  | GOOD
MAIN BUILDING LS | ZONE/C150 | WEST BALC, COMMS RM |  | IT | COMMS CAB | 1 |  |  | 1020 |  |  |  | POOR
MAIN BUILDING LS | ZONE/C150 | WEST BALC, COMMS RM |  | IT | COMMS CAB | 1 |  |  | 1021 |  |  |  | POOR
MAIN BUILDING LS | ZONE/C150 | WEST BALC, COMMS RM |  | ELECTRICAL | D/B | 1 |  | DB/1B | HAL 89076890 |  |  |  | GOOD
MAIN BUILDING LS | ZONE/C150 | WEST BALC, COMMS RM |  | FIRE | FIREDOOR | 1 |  | FD10094 | HAL 89086009 |  |  |  | AVERAGE
MAIN BUILDING LS | ZONE/C150 | WEST BALC, COMMS RM |  | HVAC | HVAC UNIT | 1 |  |  | T1-MB-INT-A/C-076 | DAIKIN |  |  | AVERAGE
MAIN BUILDING LS | ZONE/C150 | WEST BALC, COMMS RM |  | HVAC | HVAC CONTROL | 1 |  |  | NO REF | DAIKIN |  |  | AVERAGE
MAIN BUILDING LS | ZONE/C150 | WEST BALC, COMMS RM |  | ELECTRICAL | ELT CONTROL | 1 |  | DB/P6/2L1 | HAL 89089642 | MICROPOINT 2 |  |  | GOOD
MAIN BUILDING LS | ZONE/C150 | WEST BALC, COMMS RM |  | HVAC | HVAC GRIL | 6 |  |  | NO REF |  |  |  | AVERAGE
MAIN BUILDING LS | ZONE/150 | WEST BALC, COMMS RM |  | ELECTRICAL | NORMAL LIGHTS | 12 |  |  | NO REF |  |  |  | AVERAGE
MAIN BUILDING LS | ZONE/150 | WEST BALC, COMMS RM |  | IT | MAID NEW | 1 |  |  | HAL 6518455 |  |  |  | GOOD
MAIN BUILDING LS | ZONE/C151 | EAST BALC, COMMS RM |  | ELECTRICAL | DIU | 1 |  |  | HAL 10424570 | CEM SYSTEMS |  |  | GOOD
MAIN BUILDING LS | ZONE/C151 | EAST BALC, COMMS RM |  | FIRE | FIU | 1 |  |  | HAL 89089531 | GENT |  |  | GOOD
MAIN BUILDING LS | ZONE/C151 | EAST BALC, COMMS RM |  | ELECTRICAL | D/B | 1 |  | DB 2Y/3Y | HAL 89092613 |  |  |  | GOOD
MAIN BUILDING LS | ZONE/C151 | EAST BALC, COMMS RM |  | ELECTRICAL | SWITCH | 1 |  | DB 2Y/3Y | NO REF | MEM EXEL 100A |  |  | AVERAGE
MAIN BUILDING LS | ZONE/C151 | EAST BALC, COMMS RM |  | ELECTRICAL | EARTH BAR | 1 |  |  | HAL 89093978 |  |  |  | GOOD
MAIN BUILDING LS | ZONE/C151 | EAST BALC, COMMS RM |  | ELECTRICAL | EARTH BAR | 1 |  |  | HAL 89091284 |  |  |  | GOOD
MAIN BUILDING LS | ZONE/C151 | EAST BALC, COMMS RM |  | IT | BT COMMS | 1 |  |  | ON 1999. TABDT/5 YSK/AM |  |  |  | AVERAGE
MAIN BUILDING LS | ZONE/C151 | EAST BALC, COMMS RM |  | IT | COMMS CAB | 1 |  |  | BAA 1025 |  |  |  | AVERAGE
MAIN BUILDING LS | ZONE/C151 | EAST BALC, COMMS RM |  | IT | COMMS CAB | 1 |  |  | BAA 1226 |  |  |  | GOOD
MAIN BUILDING LS | ZONE/C151 | EAST BALC, COMMS RM |  | IT | COMMS CAB | 1 |  |  | BAA 1207 |  |  |  | GOOD
MAIN BUILDING LS | ZONE/C151 | EAST BALC, COMMS RM |  | IT | COMMS CAB | 1 |  |  | BAA 1364 |  |  |  | GOOD
MAIN BUILDING LS | ZONE/C151 | EAST BALC, COMMS RM |  | IT | COMMS CAB | 1 |  |  | BAA 1174 |  |  |  | GOOD
MAIN BUILDING LS | ZONE/C151 | EAST BALC, COMMS RM |  | IT | COMMS CAB | 1 |  |  | BAA 1175 |  |  |  | GOOD
MAIN BUILDING LS | ZONE/C151 | EAST BALC, COMMS RM |  | IT | COMMS CAB | 1 |  |  | BAA 1176 |  |  |  | GOOD
MAIN BUILDING LS | ZONE/C151 | EAST BALC, COMMS RM |  | IT | COMMS CAB | 1 |  |  | BAA 1177 |  |  |  | GOOD
MAIN BUILDING LS | ZONE/C151 | EAST BALC, COMMS RM |  | IT | COMMS CAB | 1 |  |  | BAA 1266 |  |  |  | GOOD
MAIN BUILDING LS | ZONE/C151 | EAST BALC, COMMS RM |  | IT | COMMS CAB | 1 |  |  | BAA 1365 |  |  |  | GOOD
MAIN BUILDING LS | ZONE/C151 | EAST BALC, COMMS RM |  | IT | COMMS CAB | 1 |  |  | J | HP |  |  | GOOD
MAIN BUILDING LS | ZONE/C151 | EAST BALC, COMMS RM |  | IT | COMMS CAB | 1 |  |  | I |  |  |  | GOOD
MAIN BUILDING LS | ZONE/C151 | EAST BALC, COMMS RM |  | IT | COMMS CAB | 1 |  |  | CP30 RACK 2 |  |  |  | GOOD
MAIN BUILDING LS | ZONE/C151 | EAST BALC, COMMS RM |  | IT | COMMS CAB | 1 |  |  | CP30 RACK 1 |  |  |  | GOOD
MAIN BUILDING LS | ZONE/C151 | EAST BALC, COMMS RM |  | IT | COMMS CAB | 1 |  |  | BAA 1171 |  |  |  | GOOD
MAIN BUILDING LS | ZONE/C151 | EAST BALC, COMMS RM |  | IT | COMMS CAB | 1 |  |  | BAA 1170 |  |  |  | GOOD
MAIN BUILDING LS | ZONE/C151 | EAST BALC, COMMS RM |  | IT | COMMS CAB | 1 |  |  | H | HP |  |  | GOOD
MAIN BUILDING LS | ZONE/C151 | EAST BALC, COMMS RM |  | IT | COMMS CAB | 1 |  |  | G |  |  |  | GOOD
MAIN BUILDING LS | ZONE/C151 | EAST BALC, COMMS RM |  | IT | COMMS CAB | 4 |  |  | A,B,C,D |  |  |  | AVERAGE
MAIN BUILDING LS | ZONE/C151 | EAST BALC, COMMS RM |  | IT | CCTV TEL PANEL | 1 |  |  | NO REF |  |  |  | AVERAGE
MAIN BUILDING LS | ZONE/C151 | EAST BALC, COMMS RM |  | IT | COMMS CAB | 1 |  |  | RUT 81-02 |  |  |  | AVERAGE
MAIN BUILDING LS | ZONE/C151 | EAST BALC, COMMS RM |  | HVAC | HVAC UNIT | 1 |  | AIR CON UNIT 1 | HAL 89076963 | DAIKIN |  |  | AVERAGE
MAIN BUILDING LS | ZONE/C151 | EAST BALC, COMMS RM |  | HVAC | HVAC CONTROL | 1 |  |  | NO REF | DAIKIN |  |  | AVERAGE
MAIN BUILDING LS | ZONE/C151 | EAST BALC, COMMS RM |  | ELECTRICAL | ELT CONTROL | 1 |  | DB2Y/3Y/11L1 | HAL 89093457 | MICROPOINT 2 |  |  | GOOD
MAIN BUILDING LS | ZONE/C151 | EAST BALC, COMMS RM |  | ELECTRICAL | D/B | 1 |  | DB 37/3Z/A FED FROM SUB 128 | HAL 89076956 |  |  |  | AVERAGE
MAIN BUILDING LS | ZONE/C151 | EAST BALC, COMMS RM |  | HVAC | HVAC UNIT | 1 |  | AIR CON UNIT 3 | HAL 89076967 | DAIKIN |  |  | AVERAGE
MAIN BUILDING LS | ZONE/C151 | EAST BALC, COMMS RM |  | HVAC | HVAC CONTROL | 1 |  |  | NO REF | DAIKIN |  |  | AVERAGE
MAIN BUILDING LS | ZONE/C151 | EAST BALC, COMMS RM |  | ELECTRICAL | SWITCH | 1 |  |  | 89/7/W/2 | MEM EXEL 100A |  |  | AVERAGE
MAIN BUILDING LS | ZONE/C151 | EAST BALC, COMMS RM |  | ELECTRICAL | D/B | 1 |  | DB 89/7W/2 | HAL 89092612 |  |  |  | AVERAGE
MAIN BUILDING LS | ZONE/C151 | EAST BALC, COMMS RM |  | HVAC | HVAC UNIT | 1 |  | AIR CON UNIT 2 | HAL 89076970 | DAIKIN |  |  | AVERAGE
MAIN BUILDING LS | ZONE/C151 | EAST BALC, COMMS RM |  | ELECTRICAL | NORMAL LIGHTS | 10 |  |  | NO REF |  |  |  | AVERAGE
MAIN BUILDING LS | ZONE/C151 | EAST BALC, COMMS RM |  | FIRE | FIREDOOR | 1 |  | T1-ROOM 2011A FIREDOOR FDR 1008 | HAL 89082557 |  |  |  | AVERAGE
PIER 4A | ZONE E9 | ROTUNDA S/ROOM |  | ELECTRICAL | MAINS TRANSFORMER | 2 |  |  | NO REF |  |  |  | AVERAGE
PIER 4A | ZONE E9 | ROTUNDA S/ROOM |  | ELECTRICAL | METER | 1 |  |  | HAL-ECAP 2677-A00027 |  |  |  | AVERAGE
PIER 4A | ZONE E9 | ROTUNDA S/ROOM |  | ELECTRICAL | D/B | 1 |  |  | T1-DB 0071 |  |  |  | AVERAGE
PIER 4A | ZONE E9 | ROTUNDA S/ROOM |  | ELECTRICAL | D/B | 1 |  |  | T1-DB 0068 |  |  |  | AVERAGE
PIER 4A | ZONE E9 | ROTUNDA S/ROOM |  | ELECTRICAL | D/B | 1 |  |  | T1-DB 0070 |  |  |  | AVERAGE
PIER 4A | ZONE E9 | ROTUNDA S/ROOM |  | ELECTRICAL | D/B | 1 |  |  | T1-DB 0069 |  |  |  | AVERAGE
PIER 4A | ZONE E9 | ROTUNDA S/ROOM |  | ELECTRICAL | FIU | 1 |  |  | NO REF |  |  |  | POOR
PIER 4A | ZONE E9 | ROTUNDA S/ROOM |  | ELECTRICAL | 110 TRANSFORMER | 1 |  |  | NO REF | MENNEKES |  |  | POOR
PIER 4A | ZONE E9 | ROTUNDA S/ROOM |  | ELECTRICAL | METER | 1 |  |  | 4100 |  |  |  | POOR
PIER 4A | ZONE E9 | ROTUNDA S/ROOM |  | ELECTRICAL | METER | 1 |  |  | 4099 |  |  |  | POOR
PIER 4A | ZONE E9 | ROTUNDA S/ROOM |  | ELECTRICAL | SWITCH | 1 |  |  | 11326 | EXEL 63A |  |  | POOR
PIER 4A | ZONE E9 | ROTUNDA S/ROOM |  | ELECTRICAL | CONTACTOR LT PANEL | 1 |  |  | 1M |  |  |  | AVERAGE
PIER 4A | ZONE E9 | ROTUNDA S/ROOM |  | ELECTRICAL | SWITCH | 1 |  | TRACE HEATING | 1291 |  |  |  | POOR
PIER 4A | ZONE E9 | ROTUNDA S/ROOM |  | ELECTRICAL | SWITCH | 2 |  |  | NO REF | EXEL 63A |  |  | POOR
PIER 4A | ZONE E9 | ROTUNDA S/ROOM |  | ELECTRICAL | PANEL | 1 |  |  | BATTERY MONITOR NO1 |  |  |  | POOR
PIER 4A | ZONE E9 | ROTUNDA S/ROOM |  | ELECTRICAL | RCD SWITCH | 1 |  |  | BOARD 1M 1292 |  |  |  | AVERAGE
PIER 4A | ZONE E9 | ROTUNDA S/ROOM |  | ELECTRICAL | ELT PANEL | 1 |  |  | 58413 |  |  |  | AVERAGE
PIER 4A | ZONE E9 | ROTUNDA S/ROOM |  | ELECTRICAL | METER | 1 |  |  | 4101 |  |  |  | POOR
PIER 4A | ZONE E9 | ROTUNDA S/ROOM |  | ELECTRICAL | EARTH BAR | 1 |  |  | NO REF |  |  |  | POOR
PIER 4A | ZONE E9 | ROTUNDA S/ROOM |  | FIRE | ALARM PANEL | 1 |  |  | 3545 |  |  |  | POOR
PIER 4A | ZONE E9 | ROTUNDA S/ROOM |  | IT | COMMS CAB | 1 |  |  | PSUDD182-1 | MERCURY |  |  | POOR
PIER 4A | ZONE E9 | ROTUNDA S/ROOM |  | ELECTRICAL | METER | 1 |  |  | 4096 |  |  |  | POOR
PIER 4A | ZONE E9 | ROTUNDA S/ROOM |  | ELECTRICAL | METER | 1 |  |  | 4097 |  |  |  | POOR
PIER 4A | ZONE E9 | ROTUNDA S/ROOM |  | ELECTRICAL | ELT | 1 |  |  | BATTERY UNIT 3 |  |  |  | POOR
PIER 4A | ZONE E9 | ROTUNDA S/ROOM |  | ELECTRICAL | ELT | 1 |  |  | NO REF |  |  |  | POOR
PIER 4A | ZONE E9 | ROTUNDA S/ROOM |  | FIRE | FIREDOOR | 1 |  |  | NO REF |  |  |  | POOR
PIER 4A | ZONE E9 | ROTUNDA S/ROOM |  | ELECTRICAL | METER | 1 |  |  | HAL-ECAP 2677-A00026 |  |  |  | AVERAGE
PIER 4A | ZONE E9 | ROTUNDA S/ROOM |  | ELECTRICAL | NORMAL LIGHTS | 8 |  |  | NO REF |  |  |  | POOR
PIER 4 | ZONE 86 | Gate 2 arr/dep storeroom |  | ELECTRICAL | NORMAL LIGHTS | 2 |  |  | NO REF |  |  |  | POOR
PIER 4 | ZONE 86 | Gate 2 arr/dep storeroom |  | FIRE | FIREDOOR | 1 |  |  | T1-FDR 0082 |  |  |  | POOR
PIER 4 | ZONE 86 | Gate 2 arr/dep storeroom |  | IT | BT COMMS | 1 |  |  | RLW 441504 |  |  |  | POOR
PIER 4 | ZONE 87 | Gate 7 |  | FIRE | FIREDOOR | 1 |  |  | T1-FDR 0714 |  |  |  | POOR
PIER 4 | ZONE 87 | Gate 7 |  | IT | MAID NEW | 2 |  |  | NO REF |  |  |  | GOOD
PIER 4 | ZONE 87 | Gate 7 |  | ELECTRICAL | DIU | 1 |  |  | NO REF |  |  |  | AVERAGE
PIER 4 | ZONE 87 | Gate 7 |  | ELECTRICAL | ELT | 1 |  |  | 11101ELT/LNM 10033 |  |  |  | AVERAGE
PIER 4 | ZONE 87 | Gate 7 |  | ELECTRICAL | Static Signage | 2 |  | ARRIVIALS/BAG RECLAIM/FLT CONNECTIONS | NO REF |  |  |  | AVERAGE
PIER 4 | ZONE 87 | Gate 7 |  | ELECTRICAL | Static Signage | 1 |  | GATE 7 | NO REF |  |  |  | AVERAGE
PIER 4 | ZONE 87 | Gate 7 |  | ELECTRICAL | ELT | 1 |  |  | 11101ELT/LNM 10028 |  |  |  | AVERAGE
PIER 4 | ZONE 87 | Gate 7 |  | FIRE | FIREDOOR | 1 |  |  | T1-FDR 0715 |  |  |  | POOR
PIER 4 | ZONE 87 | Gate 7 |  | ELECTRICAL | ELT | 1 |  |  | 11101ELT/LNM 10033 |  |  |  | AVERAGE
PIER 4 | ZONE 87 | Gate 7 |  | ELECTRICAL | EMGY SIGN | 1 |  |  | P4/31/SC/30W |  |  |  | AVERAGE
PIER 4 | ZONE 87 | Gate 7 |  | FIRE | FIU | 1 |  |  | 1044-08 |  |  |  | AVERAGE
PIER 4 | ZONE 87 | Gate 7 |  | ELECTRICAL | DIU | 1 |  |  | NO REF |  |  |  | AVERAGE
PIER 4 | ZONE 87 | Gate 7 |  | FIRE | FIREDOOR | 1 |  |  | 11101WLL/FDR/10004 |  |  |  | GOOD
PIER 4 | ZONE 87 | Gate 7 |  | ELECTRICAL | ELT | 1 |  |  | 11101ELT/LNM10025 |  |  |  | AVERAGE
PIER 4 | ZONE 87 | Gate 7 |  | ELECTRICAL | EMGY SIGN | 1 |  |  | P4/APRON/04/SC/30W |  |  |  | AVERAGE
PIER 4 | ZONE 87 | Gate 7 |  | ELECTRICAL | ELT | 1 |  |  | 11101ELT/LNM/10026 |  |  |  | AVERAGE
PIER 4 | ZONE 87 | Gate 7 |  | HVAC | HVAC UNIT | 1 |  |  | NO REF | DUNHAM-BUSH |  |  | POOR
PIER 4 | ZONE 85 |  | DEAD AREA | FIRE | FIREDOOR | 1 |  |  | T1-FDR 0081 |  |  |  | POOR
PIER 4 | ZONE 85 |  | DEAD AREA | Mechanical | WATER BOILER | 1 |  |  | NO REF | ZIP HYDROBOIL |  |  | POOR
PIER 4 | ZONE 85 |  | DEAD AREA | Mechanical | WATER HEATER | 1 |  |  | NO REF | HEATRAE SADIA |  |  | POOR
PIER 4 | ZONE 85 |  | DEAD AREA | HVAC | HVAC UNIT | 1 |  |  | NO 296 | DAIKIN |  |  | POOR
PIER 4 | ZONE 85 |  | DEAD AREA | HVAC | ELECT/HEAT/VENT | 1 |  |  | NO REF | VENT -AXIA |  |  | POOR
PIER 4 | ZONE 85 |  | DEAD AREA | HVAC | HVAC GRIL | 4 |  |  | NO REF |  |  |  | POOR
PIER 4 | ZONE 85 |  | DEAD AREA | ELECTRICAL | NORMAL LIGHTING | 5 |  |  | NO REF |  |  |  | POOR
PIER 4 | ZONE 85 |  | DEAD AREA | Mechanical | SOAP DISPENSOR | 1 |  |  | NO REF |  |  |  | AVERAGE
PIER 4 | ZONE 85 |  | DEAD AREA | Mechanical | SINK | 1 |  |  | NO REF |  |  |  | POOR
PIER 4 | ZONE 89 |  | DEAD AREA | ELECTRICAL | NORMAL LIGHTING | 29 |  |  | NO REF |  |  |  | POOR
PIER 4 | ZONE 89 |  | DEAD AREA | ELECTRICAL | ELT | 4 |  |  | NO REF |  |  |  | AVERAGE
PIER 4 | ZONE 89 |  | DEAD AREA | Mechanical | SINKS | 3 |  |  | NO REF |  |  |  | POOR
PIER 4 | ZONE 89 |  | DEAD AREA | Mechanical | SOAP DISPENSOR | 1 |  |  | NO REF |  |  |  | AVERAGE
PIER 4 | ZONE 89 |  | DEAD AREA | FIRE | FIREDOOR | 1 |  |  | T1-FDR 0107 |  |  |  | POOR
PIER 4 | ZONE 89 |  | DEAD AREA | FIRE | FIREDOOR | 1 |  |  | T1-FDR 0108 |  |  |  | POOR
PIER 4 | ZONE 89 |  | DEAD AREA | FIRE | FIREDOOR | 1 |  |  | T1-FDR 0106 |  |  |  | POOR
PIER 4 | ZONE 89 |  | DEAD AREA | FIRE | FIREDOOR | 1 |  |  | T1-FDR 0105 |  |  |  | POOR
PIER 4 | ZONE 89 |  | DEAD AREA | IT | COMMS CAB | 1 |  |  | 11101 DOM/CAB00001 |  |  |  | AVERAGE
PIER 4 | ZONE 89 |  | DEAD AREA | IT | CCTV | 4 |  |  | NO REF | GANZ |  |  | AVERAGE
PIER 4 | ZONE 150 | DOMESTIC ARRIVALS | DEAD AREA | ELECTRICAL | D/B | 1 |  |  | T1-DB 0162 |  |  |  | AVERAGE
PIER 4 | ZONE 150 | DOMESTIC ARRIVALS | DEAD AREA | ELECTRICAL | D/B | 1 |  |  | T1-DB 0163 |  |  |  | AVERAGE
PIER 4 | ZONE 150 | DOMESTIC ARRIVALS | DEAD AREA | ELECTRICAL | D/B | 1 |  |  | T1-DB 0164 |  |  |  | AVERAGE
PIER 4 | ZONE 150 | DOMESTIC ARRIVALS | DEAD AREA | FIRE | FIREDOOR | 1 |  |  | FDR 794 |  |  |  | POOR
PIER 4 | ZONE 150 | DOMESTIC ARRIVALS | DEAD AREA | FIRE | FIREDOOR | 1 |  |  | FDR 795 |  |  |  | POOR
PIER 4 | ZONE 150 | DOMESTIC ARRIVALS | DEAD AREA | ELECTRICAL | PANEL MONITOR | 1 |  |  | 4L/10R 4L/1B |  |  |  | AVERAGE
PIER 4 | ZONE 150 | DOMESTIC ARRIVALS | DEAD AREA | ELECTRICAL | PANEL MONITOR | 1 |  |  | 4L/3B 3L/3R |  |  |  | AVERAGE
PIER 4 | ZONE 150 | DOMESTIC ARRIVALS | DEAD AREA | FIRE | FIREBOX PANEL | 1 |  |  | FA/VA/21 |  |  |  | POOR
PIER 4 | ZONE 150 | DOMESTIC ARRIVALS | DEAD AREA | FIRE | FIREBOX PANEL | 1 |  |  | FA/VA/22 |  |  |  | POOR
PIER 4 | ZONE 150 | DOMESTIC ARRIVALS | DEAD AREA | FIRE | FIREBOX PANEL | 1 |  |  | FA/04/08 |  |  |  | POOR
PIER 4 | ZONE 150 | DOMESTIC ARRIVALS | DEAD AREA | ELECTRICAL | NORMAN LIGHTING | 2 |  |  | NO REF |  |  |  | POOR
PIER 4 | ZONE 152 | STAFF SEARCH | DEAD AREA | IT | CCTV | 1 |  |  | CCTV-ICD-10288 |  |  |  | GOOD
PIER 4 | ZONE 152 | STAFF SEARCH | DEAD AREA | IT | CCTV | 1 |  |  | 11134-CCTV-CAM 10689 |  |  |  | GOOD
PIER 4 | ZONE 152 | STAFF SEARCH | DEAD AREA | IT | CCTV | 1 |  |  | 11134-CCTV-CAM 10688 |  |  |  | GOOD
PIER 4 | ZONE 152 | STAFF SEARCH | DEAD AREA | IT | CCTV | 1 |  |  | 11134-CCTV-CAM 10724 |  |  |  | GOOD
PIER 4 | ZONE 152 | STAFF SEARCH | DEAD AREA | IT | CCTV | 1 |  |  | CCTV-ICD-10845 |  |  |  | GOOD
PIER 4 | ZONE 152 | STAFF SEARCH | DEAD AREA | IT | CCTV | 1 |  |  | CCTV-ICD-10844 |  |  |  | GOOD
PIER 4 | ZONE 152 | STAFF SEARCH | DEAD AREA | IT | CCTV | 1 |  |  | CCTV-ICD-10958 |  |  |  | GOOD
PIER 4 | ZONE 152 | STAFF SEARCH | DEAD AREA | IT | CCTV | 1 |  |  | CCTV-ICD-10293 |  |  |  | GOOD
PIER 4 | ZONE 152 | STAFF SEARCH | DEAD AREA | IT | CCTV | 1 |  |  | CCTV-ICD-10847 |  |  |  | GOOD
PIER 4 | ZONE 152 | STAFF SEARCH | DEAD AREA | IT | CCTV | 1 |  |  | CCTV-ICD-10292 |  |  |  | GOOD
PIER 4 | ZONE 152 | STAFF SEARCH | DEAD AREA | IT | CCTV | 1 |  |  | CCTV-ICD-10997 |  |  |  | GOOD
PIER 4 | ZONE 152 | STAFF SEARCH | DEAD AREA | IT | CCTV | 1 |  |  | CCTV-ICD-10998 |  |  |  | GOOD
PIER 4 | ZONE 152 | STAFF SEARCH | DEAD AREA | IT | CCTV | 1 |  |  | 11134-CCTV-CAM 10723 |  |  |  | GOOD
PIER 4 | ZONE 152 | STAFF SEARCH | DEAD AREA | IT | CCTV | 1 |  |  | 11134-CCTV-CAM 10722 |  |  |  | GOOD
PIER 4 | ZONE 152 | STAFF SEARCH | DEAD AREA | IT | TV FID SCREEN | 2 |  |  | NO REF | PANASONIC 42" |  |  | AVERAGE
PIER 4 | ZONE 152 | STAFF SEARCH | DEAD AREA | IT | TV FID SCREEN | 1 |  |  | NO REF | MULTI SYNC LCD 40" | 4010 |  | AVERAGE
PIER 4 | ZONE 152 | STAFF SEARCH | DEAD AREA | Electrical | EMRGY SIGN | 2 |  |  | NO REF |  |  |  | AVERAGE
PIER 4 | ZONE 152 | STAFF SEARCH | DEAD AREA | Electrical | Static Signage | 1 |  | NO ENTRY | NO REF |  |  |  | AVERAGE
PIER 4 | ZONE 152 | STAFF SEARCH | DEAD AREA | Fire | FIREDOOR | 1 |  |  | T1-FDR 0189 |  |  |  | AVERAGE
PIER 4 | ZONE 152 | STAFF SEARCH | DEAD AREA | IT | X-RAY MACHINE | 1 |  |  | NO REF | SMITHS HEIMANN |  | 74342 | GOOD
PIER 4 | ZONE 152 | STAFF SEARCH | DEAD AREA | IT | MAID NEW | 1 |  |  | 11134/ACC/CDVRE 10009 |  |  |  | GOOD
PIER 4 | ZONE 152 | STAFF SEARCH | DEAD AREA | IT | MAID NEW | 1 |  |  | 11134/ACC/CDVRE 10011 |  |  |  | GOOD
PIER 4 | ZONE 152 | STAFF SEARCH | DEAD AREA | IT | MAID NEW | 1 |  |  | N O REF/ MAYBE 10 |  |  |  | GOOD
PIER 4 | ZONE 152 | STAFF SEARCH | DEAD AREA | Specialist Systems | LIQUID SCANNER | 1 |  |  | HAL 89084913 |  |  |  | GOOD
PIER 4 | ZONE 152 | STAFF SEARCH | DEAD AREA | Specialist Systems | WALK IN METAL DETECTOR | 3 |  |  | NO REF | SMITHS HEIMANN | 02PN20 |  | GOOD
PIER 4 | ZONE 152 | STAFF SEARCH | DEAD AREA | IT | CCTV | 2 |  |  | NO REF | VISION | VC56H-24 |  | AVERAGE
PIER 4 | ZONE 152 | STAFF SEARCH | DEAD AREA | Electrical | DIU | 1 |  |  | NO REF |  |  |  | GOOD
PIER 4 | ZONE 152 | STAFF SEARCH | DEAD AREA | Electrical | ELT | 16 |  |  | NO REF |  |  |  | AVERAGE
PIER 4 | ZONE 152 | STAFF SEARCH | DEAD AREA | Electrical | NORMAL LIGHTING | 45 |  |  | NO REF |  |  |  | AVERAGE
PIER 4 | ZONE 152 | STAFF SEARCH | DEAD AREA | Mechanical | SOAP DISPENSOR | 1 |  |  | NO REF |  |  |  | GOOD
T-1 MAIN BUILDING L/S | ZONE 155 | CENTRAL SEARCH AREA | DEAD AREA | Electrical | NORMAL LIGHTING | 55 |  |  | NO REF |  |  |  | GOOD
T-1 MAIN BUILDING L/S | ZONE 155 | CENTRAL SEARCH AREA | DEAD AREA | IT | MAID NEW | 1 |  |  | HAL 89038057 |  |  |  | GOOD
T-1 MAIN BUILDING L/S | ZONE 155 | CENTRAL SEARCH AREA | DEAD AREA | IT | MAID NEW | 1 |  |  | HAL 89038058 |  |  |  | GOOD
T-1 MAIN BUILDING L/S | ZONE 155 | CENTRAL SEARCH AREA | DEAD AREA | IT | CCTV | 1 |  |  | CCTV-ICD-10299 |  |  |  | AVERAGE
T-1 MAIN BUILDING L/S | ZONE 155 | CENTRAL SEARCH AREA | DEAD AREA | IT | CCTV | 1 |  |  | CCTV-ICD-10858 |  |  |  | AVERAGE
T-1 MAIN BUILDING L/S | ZONE 155 | CENTRAL SEARCH AREA | DEAD AREA | IT | CCTV | 1 |  |  | 11134-CCTV-CAM 10356 |  |  |  | GOOD
T-1 MAIN BUILDING L/S | ZONE 155 | CENTRAL SEARCH AREA | DEAD AREA | IT | CCTV | 1 |  |  | 11134-CCTV-CAM 10858 |  |  |  | GOOD
T-1 MAIN BUILDING L/S | ZONE 155 | CENTRAL SEARCH AREA | DEAD AREA | IT | CCTV | 3 |  |  | 11134-CCTV-CAM 10261 / 10262 / 10263 |  |  |  | GOOD
T-1 MAIN BUILDING L/S | ZONE 155 | CENTRAL SEARCH AREA | DEAD AREA | IT | CCTV | 4 |  |  | 1134-CCTV-CAM 10294 / 10295 / 10296 / 10297 |  |  |  | GOOD
T-1 MAIN BUILDING L/S | ZONE 155 | CENTRAL SEARCH AREA | DEAD AREA | IT | ATP GATE | 10 |  |  | 11134-ACC-ACC-ATG 10001- 10010 |  |  |  | GOOD
T-1 MAIN BUILDING L/S | ZONE 155 | CENTRAL SEARCH AREA | DEAD AREA | Specialist Systems | SCANNER | 1 |  |  | NO REF |  |  | 1104-308479 | GOOD
T-1 MAIN BUILDING L/S | ZONE 155 | CENTRAL SEARCH AREA | DEAD AREA | Specialist Systems | SCANNER | 1 |  |  | NO REF |  |  | 1104-308490 | GOOD
T-1 MAIN BUILDING L/S | ZONE 155 | CENTRAL SEARCH AREA | DEAD AREA | IT | BIO CAM | 10 |  |  | NO REF | AURORA |  |  | GOOD
T-1 MAIN BUILDING L/S | ZONE 155 | CENTRAL SEARCH AREA | DEAD AREA | IT | MONITOR SCREEN | 2 |  |  | 11134-DNF-DSD 10096 / 10097 | SIEMENS |  |  | GOOD
T-1 MAIN BUILDING L/S | ZONE 155 | CENTRAL SEARCH AREA | DEAD AREA | IT | BLUETOOTH SENSOR | 3 |  |  | BAA 465004 /465005 / 465006 |  |  |  | GOOD
T-1 MAIN BUILDING L/S | ZONE 155 | CENTRAL SEARCH AREA | DEAD AREA | IT | BLUETOOTH SENSOR | 2 |  |  | BAA 460652 / 460653 |  |  |  | GOOD
T-1 MAIN BUILDING L/S | ZONE 155 | CENTRAL SEARCH AREA | DEAD AREA | IT | BLUETOOTH SENSOR | 2 |  |  | BAA 460769 / 460770 |  |  |  | GOOD
T-1 MAIN BUILDING L/S | ZONE 155 | CENTRAL SEARCH AREA | DEAD AREA | Electrical | GATE RELEASE E/STOP | 2 |  |  | NO REF |  |  |  | GOOD
T-1 MAIN BUILDING L/S | ZONE 155 | CENTRAL SEARCH AREA | DEAD AREA | IT | TV FID SCREEN | 2 |  |  | 11134-DNF-DSD 10005 / 10008 |  |  |  | AVERAGE
T1 - MAIN BUILDING L/S | ZONE167 | STAR ALLIANCE/ KITCHEN | DEAD AREA | Electrical | NORMAL LIGHTING | 2 |  |  | NO REF |  |  |  | AVERAGE
T1 - MAIN BUILDING L/S | ZONE167 | STAR ALLIANCE/ KITCHEN | DEAD AREA | Electrical | ELT | 2 |  |  | EL SAA6 / SAA7 |  |  |  | AVERAGE
T1 - MAIN BUILDING L/S | ZONE167 | STAR ALLIANCE/ KITCHEN | DEAD AREA | Fire | FIREDOOR | 1 |  |  | NO REF |  |  |  | GOOD
T1 - MAIN BUILDING L/S | ZONE167 | STAR ALLIANCE/ KITCHEN | DEAD AREA | Electrical | SWITCH | 1 |  |  | DB A1 -2-1L3 | EXEL 63A |  |  | AVERAGE
T1 - MAIN BUILDING L/S | ZONE167 | STAR ALLIANCE/ KITCHEN | DEAD AREA | Electrical | SWITCH | 1 |  |  | DB A1 -11L123 | EXEL 32A |  |  | AVERAGE
T1 - MAIN BUILDING L/S | ZONE167 | STAR ALLIANCE/ KITCHEN | DEAD AREA | Electrical | D/B | 1 |  |  | DB A1-2 |  |  |  | AVERAGE
T1 - MAIN BUILDING L/S | ZONE167 | STAR ALLIANCE/ KITCHEN | DEAD AREA | Electrical | ULTRA VIIOLET INSECT KILLER | 1 |  |  | ASSET NO 048 | ECOLAB |  |  | GOOD
T1 - MAIN BUILDING L/S | ZONE167 | STAR ALLIANCE/ KITCHEN | DEAD AREA | Mechanical | SINK | 1 |  |  | NO REF |  |  |  | AVERAGE
T1 - MAIN BUILDING L/S | ZONE167 | STAR ALLIANCE/ KITCHEN | DEAD AREA | HVAC | HVAC GRIL | 1 |  |  | NO REF |  |  |  | AVERAGE
T 1 - MAIN BUILDING L/S | ZONE 168 | STAR ALLIANCE/ TOILETS | DEAD AREA | Fire | SOUNDER BEACONS | 14 |  |  | NO REF |  |  |  | GOOD
T 1 - MAIN BUILDING L/S | ZONE 168 | STAR ALLIANCE/ TOILETS | DEAD AREA | Electrical | ELT | 15 |  |  | EL SAA 08 / 10 / 12 / 13 / 14 / 15 /16 / 17 /18 / 22 / 23 / 24 / 26 /27 /29 |  |  |  | AVERAGE
T 1 - MAIN BUILDING L/S | ZONE 168 | STAR ALLIANCE/ TOILETS | DEAD AREA | Electrical | EMERGY SIGN | 3 |  |  | EL SAA 09 / 19 / 20 |  |  |  | AVERAGE
T 1 - MAIN BUILDING L/S | ZONE 168 | STAR ALLIANCE/ TOILETS | DEAD AREA | Electrical | D/B | 2 |  |  | DB A1 / DB A1 -1 |  |  |  | AVERAGE
T 1 - MAIN BUILDING L/S | ZONE 168 | STAR ALLIANCE/ TOILETS | DEAD AREA | Electrical | METER | 1 |  |  | HAL 07006781 | ELSTER |  |  | AVERAGE
T 1 - MAIN BUILDING L/S | ZONE 168 | STAR ALLIANCE/ TOILETS | DEAD AREA | Electrical | SWITCH | 1 |  |  | NO REF | EXEL 100A |  |  | AVERAGE
T 1 - MAIN BUILDING L/S | ZONE 168 | STAR ALLIANCE/ TOILETS | DEAD AREA | Electrical | SWITCH | 1 |  |  | DB A1- 14L 123 |  |  |  | AVERAGE
T 1 - MAIN BUILDING L/S | ZONE 168 | STAR ALLIANCE/ TOILETS | DEAD AREA | Mechanical | SPRINKLERS | 7 |  |  | NO REF |  |  |  | GOOD
T 1 - MAIN BUILDING L/S | ZONE 168 | STAR ALLIANCE/ TOILETS | DEAD AREA | Mechanical | TOILETS | 12 |  |  | NO REF |  |  |  | AVERAGE
T 1 - MAIN BUILDING L/S | ZONE 168 | STAR ALLIANCE/ TOILETS | DEAD AREA | Fire | FIRE DOOR | 2 |  |  | NO REF |  |  |  | GOOD
T 1 - MAIN BUILDING L/S | ZONE 168 | STAR ALLIANCE/ TOILETS | DEAD AREA |  | MIRRORS | 22 |  |  | NO REF |  |  |  | GOOD
T 1 - MAIN BUILDING L/S | ZONE 168 | STAR ALLIANCE/ TOILETS | DEAD AREA | Electrical | HAND DRYERS | 9 |  |  | NO REF |  |  |  | GOOD
T 1 - MAIN BUILDING L/S | ZONE 168 | STAR ALLIANCE/ TOILETS | DEAD AREA | Electrical | NORMAL LIGHTING | 36 |  |  | NO REF |  |  |  | AVERAGE
T 1 - MAIN BUILDING L/S | ZONE 168 | STAR ALLIANCE/ TOILETS | DEAD AREA | Electrical | NORMAL LIGHTING CONTROL | 4 |  |  | NO REF |  |  |  | GOOD
T 1 - MAIN BUILDING L/S | ZONE 168 | STAR ALLIANCE/ TOILETS | DEAD AREA | Electrical | SINKS | 13 |  |  | NO REF |  |  |  | AVERAGE
T 1 - MAIN BUILDING L/S | ZONE 168 | STAR ALLIANCE/ TOILETS | DEAD AREA | Mechanical | SOAP DISPENSORS | 15 |  |  | NO REF |  |  |  | GOOD
T1 - MAIN BUILDING L/S | ZONE 169 | UNITED AIRLINES 231 | DEAD AREA | Fire | FIRE DOOR | 1 |  |  | 6480136 |  |  |  | AVERAGE
T1 - MAIN BUILDING L/S | ZONE 169 | UNITED AIRLINES 231 | DEAD AREA | Electrical | ELT | 1 |  |  | 11134 ELT-LNM00598 |  |  |  | AVERAGE
T1 - MAIN BUILDING L/S | ZONE 169 | UNITED AIRLINES 231 | DEAD AREA | Electrical | NORMAL LIGHTING | 9 |  |  | NO REF |  |  |  | AVERAGE
T1 - MAIN BUILDING L/S | ZONE 169 | UNITED AIRLINES 231 | DEAD AREA | HVAC | GRILS | 3 |  |  | NO REF |  |  |  | AVERAGE
T1 - MAIN BUILDING L/S | ZONE 170 | UNITED AIRLINES 225-231 | DEAD AREA | Electrical | ELT | 15 |  |  | 11134 ELT -LNM00569 - 586 |  |  |  | AVERAGE
T1 - MAIN BUILDING L/S | ZONE 170 | UNITED AIRLINES 225-231 | DEAD AREA | Electrical | D/B | 1 |  |  | 1B1 - 2D |  |  |  | AVERAGE
T1 - MAIN BUILDING L/S | ZONE 170 | UNITED AIRLINES 225-231 | DEAD AREA | Electrical | NORMAL LIGHTING | 46 |  |  | NO REF |  |  |  | AVERAGE
T1 - MAIN BUILDING L/S | ZONE 170 | UNITED AIRLINES 225-231 | DEAD AREA | HVAC | HVAC UNITS | 7 |  |  | T1 - LS - BAL - INT -AC 602 /603 / 607 / 608 / 609 /612 / 613 |  |  |  | AVERAGE
T1 - MAIN BUILDING L/S | ZONE 170 | UNITED AIRLINES 225-231 | DEAD AREA | HVAC | HVAC SENSORS | 8 |  |  | NO REF | TAC |  |  | AVERAGE
T1 - MAIN BUILDING L/S | ZONE 170 | UNITED AIRLINES 225-231 | DEAD AREA | Fire | FIRE DOOR | 1 |  |  | T1 - FDR - 0222 |  |  |  | AVERAGE
T1 - MAIN BUILDING L/S | ZONE 170 | UNITED AIRLINES 225-231 | DEAD AREA | HVAC | HVAC GRILS | 19 |  |  | NO REF |  |  |  | AVERAGE
T1 - MAIN BUILDING L/S | ZONE 170 | UNITED AIRLINES 225-231 | DEAD AREA | Fire | FIRE DOOR | 1 |  |  | 6480131 |  |  |  | POOR
T1 - MAIN BUILDING L/S | ZONE 170 | UNITED AIRLINES 225-231 | DEAD AREA | Fire | FIRE DOOR | 1 |  |  | 11134 - WLL - MDR00137 |  |  |  | AVERAGE
T1 - MAIN BUILDING L/S | ZONE 170 | UNITED AIRLINES 225-231 | DEAD AREA | Fire | FIRE DOOR | 1 |  |  | 11134 - WLL - MDR00135 |  |  |  | AVERAGE
T1 - MAIN BUILDING L/S | ZONE 170 | UNITED AIRLINES 225-231 | DEAD AREA | Fire | FIRE DOOR | 1 |  |  | 11134 - WLL - MDR 00136 |  |  |  | AVERAGE
T1 - MAIN BUILDING L/S | ZONE 170 | UNITED AIRLINES 225-231 | DEAD AREA | Fire | FIRE DOOR | 1 |  |  | 11134 - WLL - FDR 00097 |  |  |  | AVERAGE
T1 - MAIN BUILDING L/S | ZONE 170 | UNITED AIRLINES 225-231 | DEAD AREA | Fire | FIRE DOOR | 1 |  |  | 11134 - WLL - MDR 00134 |  |  |  | AVERAGE
T1 - MAIN BUILDING L/S | ZONE 170 | UNITED AIRLINES 225-231 | DEAD AREA | Fire | FIRE DOOR | 1 |  |  | 11134 - WLL - FDR 000976 |  |  |  | AVERAGE
T1 - MAIN BUILDING L/S | ZONE 170 | UNITED AIRLINES 225-231 | DEAD AREA | Fire | FIRE DOOR | 1 |  |  | 6480140 |  |  |  | POOR
T1 - MAIN BUILDING L/S | ZONE 170 | UNITED AIRLINES 225-231 | DEAD AREA | HVAC | HVAC CONTROL | 1 |  |  | NO REF |  |  |  | AVERAGE
T1 - MAIN BUILDING L/S | ZONE 170 | UNITED AIRLINES 225-231 | DEAD AREA |  | SINK | 1 |  |  | NO REF |  |  |  | AVERAGE
T1 - MAIN BUILDING L/S | ZONE 170 | UNITED AIRLINES 225-231 | DEAD AREA |  | MIRROR | 1 |  |  | NO REF |  |  |  | AVERAGE
T1 - MAIN BUILDING L/S | ZONE E151 | ELECTRICAL CUPBOARD | LIVE AREA | Electrical | D/B | 4 |  |  | T1 - DB 1281 / 1285 /1286 / 1287 |  |  |  | AVERAGE
T1 - MAIN BUILDING L/S | ZONE E151 | ELECTRICAL CUPBOARD | LIVE AREA | Electrical | METER | 1 |  | 1F-0000029 | 1F -1A |  |  |  | POOR
T1 - MAIN BUILDING L/S | ZONE E151 | ELECTRICAL CUPBOARD | LIVE AREA | Electrical | METER | 1 |  | 1F-0000030 | 1F -1B |  |  |  | POOR
T1 - MAIN BUILDING L/S | ZONE E151 | ELECTRICAL CUPBOARD | LIVE AREA | Electrical | METER | 1 |  | 1B1 - 3A 0000603 | 1B1 - 3A |  |  |  | POOR
T1 - MAIN BUILDING L/S | ZONE E151 | ELECTRICAL CUPBOARD | LIVE AREA | Electrical | METER | 1 |  | 1B1 - 3B -0000035 | 1B1 - 3B |  |  |  | POOR
T1 - MAIN BUILDING L/S | ZONE E151 | ELECTRICAL CUPBOARD | LIVE AREA | Electrical | D/B | 1 |  | 01-1682308 | DB1 |  |  |  | AVERAGE
T1 - MAIN BUILDING L/S | ZONE E151 | ELECTRICAL CUPBOARD | LIVE AREA | Electrical | SWITCH | 1 |  |  | 1F - 1 | EXEL 100A |  |  | POOR
T1 - MAIN BUILDING L/S | ZONE E151 | ELECTRICAL CUPBOARD | LIVE AREA | Electrical | SWITCH | 1 |  |  | 1B - 3 | EXEL 100A |  |  | POOR
T1 - MAIN BUILDING L/S | ZONE E 152 | ELECTRICAL CUPBOARD | LIVE AREA | IT | PANEL | 1 |  |  | 218 | SATCHWELL |  |  | AVERAGE
T1 - MAIN BUILDING L/S | ZONE E152 | ELECTRICAL CUPBOARD | LIVE AREA | IT | PANEL | 1 |  |  | 238 | SATCHWELL |  |  | AVERAGE
T1 - MAIN BUILDING L/S | ZONE E 152 | ELECTRICAL CUPBOARD | LIVE AREA | IT | PANEL | 1 |  |  | 236 | SATCHWELL |  |  | AVERAGE
T1 - MAIN BUILDING L/S | ZONE E 153 | ELECTRICAL CUPBOARD | LIVE AREA | Electrical | D/B | 1 |  |  | T1 - DB - 1245 |  |  |  | AVERAGE
T1 - MAIN BUILDING L/S | ZONE E 153 | ELECTRICAL CUPBOARD | LIVE AREA | Electrical | D/B | 1 |  |  | T1 - DB - 1246 |  |  |  | AVERAGE
T1 - MAIN BUILDING L/S | ZONE E 153 | ELECTRICAL CUPBOARD | LIVE AREA | Electrical | SWITCH | 1 |  |  | T1 - 89 -1B -9A | EXEL 100A |  |  | POOR
T1 - MAIN BUILDING L/S | ZONE E 153 | ELECTRICAL CUPBOARD | LIVE AREA | IT | BT COMMS | 1 |  |  | DP 2583 |  |  |  | POOR
T1 - MAIN BUILDING L/S | ZONE E 153 | ELECTRICAL CUPBOARD | LIVE AREA | Fire | FIRE DOOR | 1 |  |  | 64800607 |  |  |  | POOR
T1 - MAIN BUILDING L/S | ZONE E154 | ELECTRICAL CUPBOARD | LIVE AREA | Fire | FIRE DOOR | 1 |  |  | 156480072 |  |  |  | POOR
T1 - MAIN BUILDING L/S | ZONE E154 | ELECTRICAL CUPBOARD | LIVE AREA | Electrical | D/B | 1 |  |  | T1 - DB - 1247 |  |  |  | AVERAGE
T1 - MAIN BUILDING L/S | ZONE E154 | ELECTRICAL CUPBOARD | LIVE AREA | Electrical | PANEL | 1 |  |  | EF24 PSSR 1B - 8 -17 |  |  |  | POOR
T1 - MAIN BUILDING L/S | ZONE E154 | ELECTRICAL CUPBOARD | LIVE AREA | IT | BT COMMS | 1 |  |  | PD 2582 |  |  |  | POOR
T1 - MAIN BUILDING L/S | ZONE 181 | RISER CUPBOARD | DEAD ZONE | Fire | FIRE DOOR | 1 |  |  | 186480- 05 |  |  |  | POOR
T1 - MAIN BUILDING L/S | ZONE E155 | ELECTRICAL CUPBOARD | LIVE AREA | Electrical | D/B | 1 |  |  | T1 - DB - 1249 |  |  |  | POOR
T1 - MAIN BUILDING L/S | ZONE E155 | ELECTRICAL CUPBOARD | LIVE AREA | Electrical | D/B | 1 |  |  | T1 - DB - 1248 |  |  |  | POOR
T1 - MAIN BUILDING L/S | ZONE E155 | ELECTRICAL CUPBOARD | LIVE AREA | Electrical | SWITCH | 1 |  |  | 1B/6 | EXEL 100A |  |  | POOR
T1 - MAIN BUILDING L/S | ZONE E155 | ELECTRICAL CUPBOARD | LIVE AREA | Electrical | SWITCH | 1 |  |  | 1C/5 | EXEL 100A |  |  | POOR
T1 - MAIN BUILDING L/S | ZONE E155 | ELECTRICAL CUPBOARD | LIVE AREA | IT | BLOCK WIRING/ PANEL | 1 |  |  | 1075 |  |  |  | POOR
T1 - MAIN BUILDING L/S | ZONE E155 | ELECTRICAL CUPBOARD | LIVE AREA | IT | BLOCK WIRING / PANEL | 1 |  |  | 1076 |  |  |  | POOR
T1 - MAIN BUILDING L/S | ZONE E155 | ELECTRICAL CUPBOARD | LIVE AREA | Electrical | SWITCH | 1 |  |  | NO REF | EXEL 32A |  |  | POOR
T1 - MAIN BUILDING L/S | ZONE E155 | ELECTRICAL CUPBOARD | LIVE AREA | Electrical | METER | 3 |  |  | ID-004424/ 4425 / 4426 |  |  |  | POOR
T1 - MAIN BUILDING L/S | ZONE E155 | ELECTRICAL CUPBOARD | LIVE AREA | IT | BT COMMS | 1 |  |  | 2562 |  |  |  | POOR
T1 - MAIN BUILDING L/S | ZONE E156 | ELECTRICAL CUPBOARD | LIVE AREA | Electrical | D/B | 1 |  |  | T1 - DB - 1250 |  |  |  | POOR
T1 - MAIN BUILDING L/S | ZONE E156 | ELECTRICAL CUPBOARD | LIVE AREA | Electrical | D/B | 1 |  |  | T1 - DB - 1251 |  |  |  | POOR
T1 - MAIN BUILDING L/S | ZONE E156 | ELECTRICAL CUPBOARD | LIVE AREA | IT | BT COMMS | 1 |  |  | 2561 |  |  |  | POOR
T1 - MAIN BUILDING L/S | ZONE E156 | ELECTRICAL CUPBOARD | LIVE AREA | Electrical | SWITCH | 1 |  |  | SW NO 16 | EXEL 22A |  |  | POOR
T1 - MAIN BUILDING L/S | ZONE E158 | ELECTRICAL CUPBOARD | LIVE AREA | Fire | FIRE DOOR | 1 |  |  | T1 -FDR 0383 |  |  |  | POOR
T1 - MAIN BUILDING L/S | ZONE E158 | ELECTRICAL CUPBOARD | LIVE AREA | Electrical | D/B | 1 |  |  | T1 -DB - 1254 |  |  |  | POOR
T1 - MAIN BUILDING L/S | ZONE E158 | ELECTRICAL CUPBOARD | LIVE AREA | IT | COMMS PANEL | 2 |  |  | 1-10929 / 30 |  |  |  | POOR
T1 - MAIN BUILDING L/S | ZONE E158 | ELECTRICAL CUPBOARD | LIVE AREA | IT | BT COMMS | 1 |  |  | 2521 |  |  |  | AVERAGE
T1 - MAIN BUILDING L/S | ZONE E158 | ELECTRICAL CUPBOARD | LIVE AREA | Electrical | SWITCH | 1 |  |  | 1B/3A-B-C | EXEL 63 |  |  | POOR
T1 - MAIN BUILDING L/S | ZONE E158 | ELECTRICAL CUPBOARD | LIVE AREA | IT | BLOCK WIRING/ PANEL | 1 |  |  | 1088 |  |  |  | POOR
T1 - MAIN BUILDING L/S | ZONE E 160 | ELECTRICAL CUPBOARD | LIVE AREA | Electrical | D/B | 1 |  |  | T1 - DB -1259 |  |  |  | POOR
T1 - MAIN BUILDING L/S | ZONE E 160 | ELECTRICAL CUPBOARD | LIVE AREA | Electrical | D/B | 1 |  |  | T1 - DB -1260 |  |  |  | POOR
T1 - MAIN BUILDING L/S | ZONE E 160 | ELECTRICAL CUPBOARD | LIVE AREA | Electrical | SWITCH | 1 |  |  | BD 1A/9 | EXEL 100A |  |  | POOR
T1 - MAIN BUILDING L/S | ZONE E 160 | ELECTRICAL CUPBOARD | LIVE AREA | Electrical | SWITCH | 1 |  |  | BD 1B1/7 |  |  |  | POOR
T1 - MAIN BUILDING L/S | ZONE E 160 | ELECTRICAL CUPBOARD | LIVE AREA | Electrical | PANEL/FORECOURT LIGHTING | 1 |  |  | NO REF |  |  |  | POOR
T1 - MAIN BUILDING L/S | ZONE E 160 | ELECTRICAL CUPBOARD | LIVE AREA | IT | BT COMMS | 2 |  |  | NO REF |  |  |  | POOR
T1 - MAIN BUILDING L/S | ZONE E 160 | ELECTRICAL CUPBOARD | LIVE AREA | Electrical | AUTOMATIC LIGHTING CONTROL UNIT | 1 |  |  | NO REF | DAITA |  |  | POOR
T1 - MAIN BUILDING L/S | ZONE E 160 | ELECTRICAL CUPBOARD | LIVE AREA | IT | BAIR-BASIS COMMS PANEL | 1 |  |  | VDU 20 |  |  |  | POOR
T1 - MAIN BUILDING L/S | ZONE E 162 | ELECTRICAL CUPBOARD | LIVE AREA | Electrical | D/B | 4 |  |  | T1 - DB - 1266 / 1267 /1268/ 1269 |  |  |  | POOR
T1 - MAIN BUILDING L/S | ZONE E 162 | ELECTRICAL CUPBOARD | LIVE AREA | Electrical | CONTROL CIRCUIT / PANEL FOR AC / UNITS | 1 |  |  | 1B1 - 5A -9 |  |  |  | AVERAGE
T1 - MAIN BUILDING L/S | ZONE E 162 | ELECTRICAL CUPBOARD | LIVE AREA | Electrical | SWITCH | 1 |  |  | SW NO 2 | EXEL 100A |  |  | POOR
T1 - MAIN BUILDING L/S | ZONE E 162 | ELECTRICAL CUPBOARD | LIVE AREA | Electrical | SWITCH | 1 |  |  | SW NO 3 | EXEL 100A |  |  | POOR
T1 - MAIN BUILDING L/S | ZONE E 163 | ELECTRICAL CUPBOARD | LIVE AREA | Electrical | D/B | 1 |  |  | T1 - DB -1270 |  |  |  | POOR
T1 - MAIN BUILDING L/S | ZONE E 163 | ELECTRICAL CUPBOARD | LIVE AREA | Electrical | PANEL E/D F.I.N.D | 1 |  |  | BOX NO 9A |  |  |  | POOR
T1 - PIER 4 | ZONE 151 | DOMESTIC RECLAIM / SLUICE ROOM | LIVE AREA | Electrical | ELT | 2 |  |  | NO REF |  |  |  | AVERAGE
T1 - PIER 4 | ZONE 151 | DOMESTIC RECLAIM / SLUICE ROOM | LIVE AREA | Electrical | NORMAL LIGHTING | 3 |  |  | NO REF |  |  |  | AVERAGE
T1 - PIER 4 | ZONE 151 | DOMESTIC RECLAIM / SLUICE ROOM | LIVE AREA | Fire | FIU | 1 |  |  | NO REF | HONNEYWELL 34415 |  |  | AVERAGE
T1 - PIER 4 | ZONE 151 | DOMESTIC RECLAIM / SLUICE ROOM | LIVE AREA |  | OVER/FLOW CONTROL | 1 |  |  | NO REF | D107 - OFD |  |  | GOOD
T1 - PIER 4 | ZONE 151 | DOMESTIC RECLAIM / SLUICE ROOM | LIVE AREA |  | W/C FLUSH VALVES | 8 |  |  | NO REF | D100 |  |  | AVERAGE
T1 - PIER 4 | ZONE 151 | DOMESTIC RECLAIM / SLUICE ROOM | LIVE AREA |  | PERRY MAC SENSORS | 8 |  |  | NO REF |  |  |  | AVERAGE
T1 - PIER 4 | ZONE 151 | DOMESTIC RECLAIM / SLUICE ROOM | LIVE AREA | Mechanical | VALVES | 8 |  |  | NO REF |  |  |  | AVERAGE
T1 - MAIN BUILDING L/S | ZONE 171 | ROOM 217 -220 | DEAD AREA | Electrical | NORMAL LIGHTING | 31 |  |  | NO REF |  |  |  | AVERAGE
T1 - MAIN BUILDING L/S | ZONE 171 | ROOM 217 -220 | DEAD AREA | Mechanical | SINK | 1 |  |  | NO REF |  |  |  | AVERAGE
T1 - MAIN BUILDING L/S | ZONE 171 | ROOM 217 -220 | DEAD AREA | HVAC | HVAC UNITS | 3 |  |  | 11134 - HVAC - FCU 00097 / 98 /99 |  |  |  | AVERAGE
T1 - MAIN BUILDING L/S | ZONE 171 | ROOM 217 -220 | DEAD AREA | Electrical | ELT | 1 |  |  | 11134 - ELT LNM00567 |  |  |  | AVERAGE
T1 - MAIN BUILDING L/S | ZONE 171 | ROOM 217 -220 | DEAD AREA | HVAC | HVAC CONTROL | 1 |  |  | NO REF | TAC |  |  | AVERAGE
T1 - MAIN BUILDING L/S | ZONE 171 | ROOM 217 -220 | DEAD AREA | Fire | FIRE DOOR | 2 |  |  | 11134 - WLL - FDR00094 / 95 |  |  |  | GOOD
T1 - MAIN BUILDING L/S | ZONE 171 | ROOM 217 -220 | DEAD AREA | Electrical | ELT | 1 |  |  | 11134 - ELT LNM 00568 |  |  |  | AVERAGE
T1 - MAIN BUILDING L/S | ZONE 171 | ROOM 217 -220 | DEAD AREA | Electrical | D/B | 1 |  |  | 1B1 - 10 |  |  |  | AVERAGE
T1 - MAIN BUILDING L/S | ZONE 171 | ROOM 217 -220 | DEAD AREA | Electrical | ELT | 1 |  |  | 11134 - ELT LNM 00565 |  |  |  | AVERAGE
T1 - MAIN BUILDING L/S | ZONE 171 | ROOM 217 -220 | DEAD AREA | Fire | FIRE DOOR | 1 |  |  | NO REF |  |  |  | AVERAGE
T1 - MAIN BUILDING L/S | ZONE 171 | ROOM 217 -220 | DEAD AREA | Fire | FIRE DOOR | 2 |  |  | 11134 - WLL -FDR 00089 / 92 |  |  |  | GOOD
T1 - MAIN BUILDING L/S | ZONE 171 | ROOM 217 -220 | DEAD AREA | HVAC | HVAC UNIT | 3 |  |  | 11134 - HVAC - FCU 00094 / 95 / 96 |  |  |  | AVERAGE
T1 - MAIN BUILDING L/S | ZONE 171 | ROOM 217 -220 | DEAD AREA | Electrical | ELT | 3 |  |  | 11134 - ELT LNM 00561 / 566 / 589 |  |  |  | AVERAGE
T1 - MAIN BUILDING L/S | ZONE 171 | ROOM 217 -220 | DEAD AREA | HVAC | HVAC CONTROL | 2 |  |  | NO REF | TAC |  |  | AVERAGE
T1 - MAIN BUILDING L/S | ZONE 171 | ROOM 217 -220 | DEAD AREA | Electrical | D/B | 1 |  |  | 1A - 1 4 |  |  |  | AVERAGE
T1 - MAIN BUILDING L/S | ZONE 171 | ROOM 217 -220 | DEAD AREA | HVAC | HVAC UNIT | 1 |  |  | ASSET NO 102 |  |  |  | AVERAGE
T1 - MAIN BUILDING L/S | ZONE 171 | ROOM 217 -220 | DEAD AREA | HVAC | HVAC CONTROL | 1 |  |  | NO REF | TAC |  |  | AVERAGE
T1 - MAIN BUILDING L/S | ZONE 171 | ROOM 217 -220 | DEAD AREA | Electrical | ELT | 1 |  |  | 11134 - ELT LNM 00588 |  |  |  | AVERAGE
T1 - MAIN BUILDING L/S | ZONE 171 | ROOM 217 -220 | DEAD AREA | Fire | FIREDOOR | 2 |  |  | 11134 - WLL - FDR 000090 /91 |  |  |  | GOOD
T1 - MAIN BUILDING L/S | ZONE 171 | ROOM 217 -220 | DEAD AREA | Electrical | ELT | 2 |  |  | 11134 - ELT LNM 00564 / 587 |  |  |  | AVERAGE
T1 - MAIN BUILDING L/S | ZONE 171 | ROOM 217 -220 | DEAD AREA | HVAC | HVAC UNIT | 2 |  |  | 11134 - HVAC - FCU 00089 / 90 |  |  |  | AVERAGE
T1 - MAIN BUILDING L/S | ZONE 171 | ROOM 217 -220 | DEAD AREA | HVAC | HVAC CONTROL | 1 |  |  | NO REF | TAC |  |  | AVERAGE
T1 - MAIN BUILDING L/S | ZONE 171 | ROOM 217 -220 | DEAD AREA | HVAC | HVAC UNIT | 3 |  |  | 11134 - HVAC -FCU 00091 /92 /93 |  |  |  | AVERAGE
T1 - MAIN BUILDING L/S | ZONE E 150 | ELECTRICAL CUPBOARD 238 | DEAD AREA | Fire | FIRE DOOR | 1 |  |  | T 1 - FDR - 0391 |  |  |  | POOR
T1 - MAIN BUILDING L/S | ZONE E 150 | ELECTRICAL CUPBOARD 238 | DEAD AREA | IT | BT COMMS | 1 |  |  | DP 2560 |  |  |  | POOR
T1 - MAIN BUILDING L/S | ZONE E 150 | ELECTRICAL CUPBOARD 238 | DEAD AREA | IT | HAL COMMS | 1 |  |  | DP 2560 |  |  |  | POOR
T1 - MAIN BUILDING L/S | ZONE E 150 | ELECTRICAL CUPBOARD 238 | DEAD AREA | Electrical | D/B | 1 |  |  | T1 - DB -1252 |  |  |  | POOR
T1 - MAIN BUILDING L/S | ZONE E 150 | ELECTRICAL CUPBOARD 238 | DEAD AREA | Electrical | D/B | 1 |  |  | T1 - DB -1253 |  |  |  | POOR
T1 - MAIN BUILDING L/S | ZONE E 150 | ELECTRICAL CUPBOARD 238 | DEAD AREA | Fire | FIU | 1 |  |  | 1112 -23 |  |  |  | AVERAGE
T1 - MAIN BUILDING L/S | ZONE E 150 | ELECTRICAL CUPBOARD 238 | DEAD AREA | Fire | FIU | 1 |  |  | 1112 -24 |  |  |  | AVERAGE
T1 - MAIN BUILDING L/S | ZONE E 150 | ELECTRICAL CUPBOARD 238 | DEAD AREA | Fire | FIU | 1 |  |  | 1112 -25 |  |  |  | AVERAGE
T1 - MAIN BUILDING L/S | ZONE E 150 | ELECTRICAL CUPBOARD 238 | DEAD AREA | Electrical | SWITCH | 1 |  |  | SW NO 21 | EXEL 100A |  |  | POOR
T1 - MAIN BUILDING L/S | ZONE E 150 | ELECTRICAL CUPBOARD 238 | DEAD AREA | Fire | PANEL | 1 |  |  | FIRERAY 1401 |  |  |  | POOR
T1 - MAIN BUILDING L/S | ZONE E 150 | ELECTRICAL CUPBOARD 238 | DEAD AREA | Fire | PANEL | 1 |  |  | FIRERAY 1402 |  |  |  | POOR
T1 - MAIN BUILDING L/S | ZONE E 150 | ELECTRICAL CUPBOARD 238 | DEAD AREA | IT | CCTV | 1 |  |  | NO REF | TEL TOUCHSTONE 240V |  |  | POOR
TI - MAIN BUILDING L/S | ZONE E 165 | ELECTRICAL CUPBOARD | LIVE AREA | Electrical | D/B | 1 |  |  | T1 - DB - 1273 |  |  |  | POOR
TI - MAIN BUILDING L/S | ZONE E 165 | ELECTRICAL CUPBOARD | LIVE AREA | Electrical | METER | 1 |  |  | ID 004370 |  |  |  | POOR
TI - MAIN BUILDING L/S | ZONE E 165 | ELECTRICAL CUPBOARD | LIVE AREA | Fire | FIU | 1 |  |  | NO REF |  |  |  | POOR
TI - MAIN BUILDING L/S | ZONE E 165 | ELECTRICAL CUPBOARD | LIVE AREA | Fire | FIU | 1 |  |  | NO REF | GENT 34415 |  |  | AVERAGE
TI - MAIN BUILDING L/S | ZONE E 165 | ELECTRICAL CUPBOARD | LIVE AREA | Electrical | NORMAL LIGHTING | 1 |  |  | NO REF |  |  |  | POOR
T1 - MAIN BUILDING L/S | ZONE E 166 | ELECTRICAL CUPBOARD | LIVE AREA | Electrical | D/B | 1 |  |  | T1 - DB -1275 |  |  |  | POOR
T1 - MAIN BUILDING L/S | ZONE E 166 | ELECTRICAL CUPBOARD | LIVE AREA | Electrical | D.B | 1 |  |  | T1 - DB -1277 |  |  |  | POOR
T1 - MAIN BUILDING L/S | ZONE E 166 | ELECTRICAL CUPBOARD | LIVE AREA | Electrical | METER | 1 |  |  | 1D 001107 |  |  |  | POOR
T1 - MAIN BUILDING L/S | ZONE E 166 | ELECTRICAL CUPBOARD | LIVE AREA | Fire | FIU | 1 |  |  | NO REF |  |  |  | POOR
T1 - MAIN BUILDING L/S | ZONE E 166 | ELECTRICAL CUPBOARD | LIVE AREA | Fire | FIRE LOOP BOX PANEL | 1 |  |  | FA/04/02 |  |  |  | POOR
T1 - MAIN BUILDING L/S | ZONE E 166 | ELECTRICAL CUPBOARD | LIVE AREA | Electrical | D/B | 1 |  |  | T1 -DB - 1274 |  |  |  | POOR
T1 - MAIN BUILDING L/S | ZONE E 166 | ELECTRICAL CUPBOARD | LIVE AREA | Electrical | METER | 1 |  |  | ID 001104 |  |  |  | POOR
T1 - MAIN BUILDING L/S | ZONE E 166 | ELECTRICAL CUPBOARD | LIVE AREA | IT | BT COMMS | 1 |  |  | DP 2014 |  |  |  | POOR
T1 - MAIN BUILDING L/S | ZONE E 166 | ELECTRICAL CUPBOARD | LIVE AREA | IT | BLOCK WIRING PANEL | 1 |  |  | 1094 |  |  |  | POOR
T1 - MAIN BUILING L/S | ZONE E 167 | ELECTRICAL CUPBOARD | LIVE AREA | Electrical | D/B | 1 |  |  | T1 - DB - 1276 |  |  |  | POOR
T1 - MAIN BUILING L/S | ZONE E 167 | ELECTRICAL CUPBOARD | LIVE AREA | Electrical | METER | 1 |  |  | ID 004366 |  |  |  | POOR
T1 - MAIN BUILING L/S | ZONE E 167 | ELECTRICAL CUPBOARD | LIVE AREA | Electrical | NORMAL LIGHTING | 1 |  |  | NO REF |  |  |  | POOR
T1 - MAIN BUILDING L/S | ZONE E 168 | ELECTRICAL CUPBOARD | LIVE AREA | Electrical | D/B | 1 |  |  | T1 - DB - 1278 |  |  |  | POOR
T1 - MAIN BUILDING L/S | ZONE E 168 | ELECTRICAL CUPBOARD | LIVE AREA | Electrical | METER | 1 |  |  | ID 004369 |  |  |  | POOR
T1 - MAIN BUILDING L/S | ZONE E 168 | ELECTRICAL CUPBOARD | LIVE AREA | Electrical | METER | 1 |  |  | ID 004367 |  |  |  | POOR
T1 - MAIN BUILDING L/S | ZONE E 168 | ELECTRICAL CUPBOARD | LIVE AREA | Electrical | D/B | 1 |  |  | T1 - DB - 1280 |  |  |  | AVERAGE
T1 - MAIN BUILDING L/S | ZONE E 168 | ELECTRICAL CUPBOARD | LIVE AREA | Electrical | D/B | 1 |  |  | T1 - DB - 1279 |  |  |  | POOR
T1 - MAIN BUILDING L/S | ZONE E 168 | ELECTRICAL CUPBOARD | LIVE AREA | Electrical | SWITCH | 1 |  |  | 1X-7A-Y4 | FEDERAL 63A |  |  | POOR
T1 - MAIN BUILDING L/S | ZONE E 168 | ELECTRICAL CUPBOARD | LIVE AREA | Electrical | SWITCH | 1 |  |  | 1X-7A-1R | FEDERAL 63A |  |  | POOR
T1 - MAIN BUILDING L/S | ZONE E 168 | ELECTRICAL CUPBOARD | LIVE AREA | Electrical | SWITCH | 1 |  |  | 1X-7A-Y2 | FEDERAL 63A |  |  | POOR
T1 - MAIN BUILDING L/S | ZONE E 168 | ELECTRICAL CUPBOARD | LIVE AREA | Electrical | SWITCH | 1 |  |  | 1X-7A-3B | FEDERAL 63A |  |  | POOR
T1 - MAIN BUILDING L/S | ZONE E 168 | ELECTRICAL CUPBOARD | LIVE AREA | Electrical | NORMAL LIGHTING | 1 |  |  | NO REF |  |  |  | POOR
T1 - MAIN BUILDING L/S | ZONE E 168 | ELECTRICAL CUPBOARD | LIVE AREA | Electrical | SWITCH | 1 |  |  | 1X-7A | FEDERAL 100A |  |  | POOR
T1 -MAIN BUILDING L/S | ZONE E 169 | ELECTRICAL CUPBOARD | LIVE AREA | Electrical | D/B | 1 |  | A202637 | T1 - DB - 1282 |  |  |  | POOR
T1 -MAIN BUILDING L/S | ZONE E 169 | ELECTRICAL CUPBOARD | LIVE AREA | Electrical | METER | 1 |  |  | ID 002444 |  |  |  | AVERAGE
T1 -MAIN BUILDING L/S | ZONE E 169 | ELECTRICAL CUPBOARD | LIVE AREA | Electrical | NORMAL LIGHTING | 1 |  |  | NO REF |  |  |  | GOOD
T1 -MAIN BUILDING L/S | ZONE E 169 | ELECTRICAL CUPBOARD | LIVE AREA | Electrical | NORMAL LIGHTING | 1 |  |  | NO REF |  |  |  | POOR
T1 - MAIN BUILDING L/S | ZONE E170 | ELECTRICAL CUPBOARD | LIVE AREA | Electrical | D/B | 1 |  |  | T1 - DB - 1292 |  |  |  | POOR
T1 - MAIN BUILDING L/S | ZONE E170 | ELECTRICAL CUPBOARD | LIVE AREA | Electrical | METER | 1 |  |  | ID 0043468 |  |  |  | AVERAGE
T1 - MAIN BUILDING L/S | ZONE E170 | ELECTRICAL CUPBOARD | LIVE AREA | IT | BT COMMS | 1 |  |  | DP 2016 |  |  |  | POOR
T1 - MAIN BUILDING L/S | ZONE E170 | ELECTRICAL CUPBOARD | LIVE AREA | IT | BAA COMMS | 1 |  |  | BAA IT 1228 |  |  |  | AVERAGE
T1 - MAIN BUILDING L/S | ZONE E170 | ELECTRICAL CUPBOARD | LIVE AREA | Fire | FIU | 1 |  |  | NO REF | GENT 34415 |  |  | AVERAGE
T1 - MAIN BUILDING L/S | ZONE E170 | ELECTRICAL CUPBOARD | LIVE AREA | IT | CAMERA FCU PANEL | 1 |  |  | DB 1M -1 - C CIR 5 |  |  |  | AVERAGE
T1 - MAIN BUILDING L/S | ZONE E170 | ELECTRICAL CUPBOARD | LIVE AREA | Electrical | ELT | 1 |  |  | NO REF |  |  |  | AVERAGE
T1 - MAIN BUILDING L/S | ZONE E170 | ELECTRICAL CUPBOARD | LIVE AREA | Electrical | NORMAL LIGHTING | 1 |  |  | NO REF |  |  |  | GOOD
T1 - MAIN BUILDING L/S | ZONE 163 | CLEANERS CUPBOARD | DEAD AREA | Electrical | NORMAL LIGHTING | 1 |  |  | NO REF |  |  |  | AVERAGE
T1 - MAIN BUILDING L/S | ZONE 163 | CLEANERS CUPBOARD | DEAD AREA | Fire | FIRE DOOR | 1 |  |  | T1 - FDR 0533 |  |  |  | AVERAGE
T1 - MAIN BUILDING L/S | ZONE 163 | CLEANERS CUPBOARD | DEAD AREA |  | FLUSH VALVE | 1 |  |  | NO REF | D103 -A |  |  | AVERAGE
T1 - MAIN BUILDING L/S | ZONE 163 | CLEANERS CUPBOARD | DEAD AREA |  | SINK | 1 |  |  | NO REF |  |  |  | POOR
T 1 - MAIN BUILDING L/S | ZONE 165 | K - CORE 8 STAIR CASE | LIVE AREA | IT | CCTV | 1 |  |  | NO REF |  |  |  | POOR
T 1 - MAIN BUILDING L/S | ZONE 165 | K - CORE 8 STAIR CASE | LIVE AREA | Electrical | ELT | 10 |  |  | NO REF |  |  |  | POOR
T 1 - MAIN BUILDING L/S | ZONE 165 | K - CORE 8 STAIR CASE | LIVE AREA | Electrical | NORMAL LIGHTINGING | 26 |  |  | NO REF |  |  |  | POOR
T 1 - MAIN BUILDING L/S | ZONE 165 | K - CORE 8 STAIR CASE | LIVE AREA | Electrical | Static Signage | 1 |  | TERNMINAL 1 | NO REF |  |  |  | AVERAGE
T 1 - MAIN BUILDING L/S | ZONE 165 | K - CORE 8 STAIR CASE | LIVE AREA | Mechanical | DRY RISER OUTLET | 1 |  |  | NO REF |  |  |  | AVERAGE
T 1 - MAIN BUILDING L/S | ZONE 165 | K - CORE 8 STAIR CASE | LIVE AREA | Mechanical | DRY RISER OUTLET | 1 |  |  | ID NO 325 |  |  |  | AVERAGE
T 1 - MAIN BUILDING L/S | ZONE 165 | K - CORE 8 STAIR CASE | LIVE AREA | Mechanical | DRY RISER INLET | 1 |  |  | NO REF |  |  |  | AVERAGE
T 1 - MAIN BUILDING L/S | ZONE 165 | K - CORE 8 STAIR CASE | LIVE AREA | Mechanical | DRY RISER OUTLET | 1 |  |  | ID NO 326 |  |  |  | AVERAGE
T 1 - MAIN BUILDING L/S | ZONE 165 | K - CORE 8 STAIR CASE | LIVE AREA | Fire | FIU | 1 |  |  | NO REF | GENT 3441 |  |  | AVERAGE
T 1 - MAIN BUILDING L/S | ZONE 165 | K - CORE 8 STAIR CASE | LIVE AREA | Fire | FIRE PANEL/ OVER RIDE PREM- CHECK-IN SMOKE EXTRACT | 1 |  |  | NO REF |  |  |  | AVERAGE
T 1 - MAIN BUILDING L/S | ZONE 165 | K - CORE 8 STAIR CASE | LIVE AREA | Electrical | AUTO DOORS | 1 |  |  | NO REF |  |  |  | AVERAGE
T1 - MAIN BUILDING L/S | ZONE 164 | K - LANDSIDE CORRIDOR | LIVE AREA | IT | CCTV | 3 |  |  | CCTV - ICD - 10923 / 24 / 25 |  |  |  | AVERAGE
T1 - MAIN BUILDING L/S | ZONE 164 | K - LANDSIDE CORRIDOR | LIVE AREA | IT | WLAN | 2 |  |  | LHR 1315 T1-A1-AP00214 / 215 |  |  |  | GOOD
T1 - MAIN BUILDING L/S | ZONE 164 | K - LANDSIDE CORRIDOR | LIVE AREA | Electrical | Static Signage | 1 |  | TICKET DESK ZONE K | NO REF |  |  |  | GOOD
T1 - MAIN BUILDING L/S | ZONE 164 | K - LANDSIDE CORRIDOR | LIVE AREA | Electrical | Static Signage | 1 |  | ZONE K | NO REF |  |  |  | GOOD
T1 - MAIN BUILDING L/S | ZONE 164 | K - LANDSIDE CORRIDOR | LIVE AREA | Electrical | Static Signage | 3 |  | CHECK - IN- ZONE K | NO REF |  |  |  | GOOD
T1 - MAIN BUILDING L/S | ZONE 164 | K - LANDSIDE CORRIDOR | LIVE AREA | Fire | FIRE DOOR | 1 |  |  | 11134 - WLL - FDR 10002 |  |  |  | GOOD
T1 - MAIN BUILDING L/S | ZONE 164 | K - LANDSIDE CORRIDOR | LIVE AREA | Fire | FIRE DOOR | 5 |  |  | NO REF |  |  |  | AVERAGE
T1 - MAIN BUILDING L/S | ZONE 164 | K - LANDSIDE CORRIDOR | LIVE AREA | Electrical | AUTO DOOR | 1 |  |  | T1 -MB 1-58 | KONE |  |  | AVERAGE
T1 - MAIN BUILDING L/S | ZONE 164 | K - LANDSIDE CORRIDOR | LIVE AREA | Electrical | Static Signage | 1 |  | FRIENDS & RELATIVE / RECEPTION CENTRE | NO REF |  |  |  | GOOD
T1 - MAIN BUILDING L/S | ZONE 164 | K - LANDSIDE CORRIDOR | LIVE AREA | Electrical | Static Signage | 1 |  | EMEGY SIGN | NO REF |  |  |  | AVERAGE
T1 - MAIN BUILDING L/S | ZONE 164 | K - LANDSIDE CORRIDOR | LIVE AREA | LEPC | PAX LIFT 73 | 1 |  |  | HAL 6178913 |  |  |  | AVERAGE
T1 - MAIN BUILDING L/S | ZONE 164 | K - LANDSIDE CORRIDOR | LIVE AREA | Electrical | ELT | 12 |  |  | NO REF |  |  |  | AVERAGE
T1 - MAIN BUILDING L/S | ZONE 164 | K - LANDSIDE CORRIDOR | LIVE AREA | Electrical | ELT | 2 |  |  | ELT - LNM -00393 / 394 |  |  |  | AVERAGE
T1 - MAIN BUILDING L/S | ZONE 164 | K - LANDSIDE CORRIDOR | LIVE AREA | HVAC | HVAC UNIT | 1 |  |  | 858170 |  |  |  | AVERAGE
T1 - MAIN BUILDING L/S | ZONE 164 | K - LANDSIDE CORRIDOR | LIVE AREA | HVAC | HVAC GRIL | 23 |  |  | 11134- HVAC-GIL00402 / 403/ 404/405 /406 / 407/ 408/ 413 /414 /415 /416 /417 / 431 / 432 / 433 / 434 /435 / 436/ 437 / 438 / 439 /440 / 441 |  |  |  | AVERAGE
T1 - MAIN BUILDING L/S | ZONE 164 | K - LANDSIDE CORRIDOR | LIVE AREA | Electrical | LIGHTING CONTROL SENSOR | 2 |  |  | NO REF |  |  |  | AVERAGE
T1 - MAIN BUILDING L/S | ZONE 164 | K - LANDSIDE CORRIDOR | LIVE AREA | Electrical | NORMAL LIGHTING | 139 |  |  | NO REF |  |  |  | AVERAGE
T 1 - MAIN BUILDING L/S | ZONE 162 | K - TOILET SLUICE | LIVE AREA | Electrical | NORMAL LIGHTING | 2 |  |  | NO REF |  |  |  | AVERAGE
T 1 - MAIN BUILDING L/S | ZONE 162 | K - TOILET SLUICE | LIVE AREA | Fire | FIRE DOOR | 1 |  |  | T1 - FDR 0534 |  |  |  | AVERAGE
T 1 - MAIN BUILDING L/S | ZONE 162 | K - TOILET SLUICE | LIVE AREA |  | FLUSH VALVE | 1 |  |  | NO REF | D-100 |  |  | AVERAGE
T 1 - MAIN BUILDING L/S | ZONE 162 | K - TOILET SLUICE | LIVE AREA |  | SENSOR | 1 |  |  | NO REF | PERRY MAC |  |  | AVERAGE
T 1 - MAIN BUILDING L/S | ZONE 162 | K - TOILET SLUICE | LIVE AREA | Fire | FIRE DAMPER | 6 |  |  | ID 1544 / 45 / 46 / 47 / 48 / 49 |  |  |  | AVERAGE
T 1 - MAIN BUILDING L/S | ZONE 162 | K - TOILET SLUICE | LIVE AREA |  | URINAL CONTROL SYSTEM | 2 |  |  | NO REF | D - 107 - 2-U |  |  | AVERAGE
T 1 - MAIN BUILDING L/S | ZONE 182 | ROOM 237 BALCONY | DEAD AREA | Electrical | D/B | 1 |  |  | T1 - DB -1402 |  |  |  | POOR
T 1 - MAIN BUILDING L/S | ZONE 182 | ROOM 237 BALCONY | DEAD AREA | IT | BT COMMS | 2 |  |  | NO REF |  | BT ISDN 2E |  | AVERAGE
T 1 - MAIN BUILDING L/S | ZONE 182 | ROOM 237 BALCONY | DEAD AREA | Electrical | NORMAL LIGHTING | 2 |  |  | NO REF |  |  |  | AVERAGE
T 1 - MAIN BUILDING L/S | ZONE 182 | ROOM 237 BALCONY | DEAD AREA | HVAC | HVAC GRIL | 8 |  |  | NO REF |  |  |  | POOR
T 1 - MAIN BUILDING L/S | ZONE 182 | ROOM 237 BALCONY | DEAD AREA | Fire | FIRE DOOR | 1 |  |  | T1 - FDR 0390 |  |  |  | POOR
T 1 - MAIN BUILDING L/S | ZONE 182 | ROOM 237 BALCONY | DEAD AREA | Fire | FIRE DOOR | 2 |  |  | NO REF |  |  |  | GOOD
T 1 - MAIN BUILDING L/S | ZONE 183 | ROOM 240 BALCONY | DEAD AREA | Electrical | NORMAL LIGHTING | 6 |  |  | NO REF |  |  |  | GOOD
T 1 - MAIN BUILDING L/S | ZONE 183 | ROOM 240 BALCONY | DEAD AREA | HVAC | HVAC GRIL | 4 |  |  | NO REF |  |  |  | AVERAGE
T 1 - MAIN BUILDING L/S | ZONE 183 | ROOM 240 BALCONY | DEAD AREA | Fire | FIRE DOOR | 1 |  |  | NO REF |  |  |  | GOOD
T 1 - MAIN BUILDING L/S | ZONE 183 | ROOM 240 BALCONY | DEAD AREA | Fire | FIRE DOOR | 1 |  |  | T1 -FDR 0393 |  |  |  | POOR
T 1 - MAIN BUILDING L/S | ZONE 161 | K - TOILETS | DEAD AREA | Electrical | NORMAL LIGHTING | 21 |  |  | NO REF |  |  |  | AVERAGE
T 1 - MAIN BUILDING L/S | ZONE 161 | K - TOILETS | DEAD AREA |  | MIRRORS | 7 |  |  | NO REF |  |  |  | AVERAGE
T 1 - MAIN BUILDING L/S | ZONE 161 | K - TOILETS | DEAD AREA | Electrical | LIGHTING CONTROL | 2 |  |  | NO REF |  |  |  | AVERAGE
T 1 - MAIN BUILDING L/S | ZONE 161 | K - TOILETS | DEAD AREA | Electrical | HAND DRYERS | 3 |  |  | NO REF |  |  |  | GOOD
T 1 - MAIN BUILDING L/S | ZONE 161 | K - TOILETS | DEAD AREA | Electrical | ELT | 1 |  |  | 89 -EL- 21 -2- 1 |  |  |  | AVERAGE
T 1 - MAIN BUILDING L/S | ZONE 161 | K - TOILETS | DEAD AREA | Electrical | ELT | 1 |  |  | 89 - EL -21 2-2 |  |  |  | AVERAGE
T 1 - MAIN BUILDING L/S | ZONE 161 | K - TOILETS | DEAD AREA | Electrical | ELT | 1 |  |  | 89 - EL -21 2-3 |  |  |  | AVERAGE
T 1 - MAIN BUILDING L/S | ZONE 161 | K - TOILETS | DEAD AREA | Fire | FIRE DOOR | 1 |  |  | T1 - FDR 0532 |  |  |  | AVERAGE
T 1 - MAIN BUILDING L/S | ZONE 161 | K - TOILETS | DEAD AREA | Electrical | PANIC ALARM | 1 |  |  | NO REF |  |  |  | AVERAGE
T 1 - MAIN BUILDING L/S | ZONE 161 | K - TOILETS | DEAD AREA |  | MANUAL DOOR | 2 |  |  | NO REF |  |  |  | AVERAGE
T 1 - MAIN BUILDING L/S | ZONE 161 | K - TOILETS | DEAD AREA |  | SINKS | 5 |  |  | NO REF |  |  |  | AVERAGE
T 1 - MAIN BUILDING L/S | ZONE 161 | K - TOILETS | DEAD AREA |  | SOAP DISENSORS | 3 |  |  | NO REF |  |  |  | GOOD
T 1 - MAIN BUILDING L/S | ZONE 161 | K - TOILETS | DEAD AREA |  | TOILETS | 5 |  |  | NO REF |  |  |  | AVERAGE
T 1 - MAIN BUILDING L/S | ZONE 161 | K - TOILETS | DEAD AREA |  | URINAL | 1 |  |  | NO REF |  |  |  | AVERAGE
T 1 - MAIN BUILDING L/S | ZONE 160 | K -FRC CORRIDOR | DEAD AREA | Fire | FIRE DOOR | 1 |  |  | 11134 - WLL - FDR 00169 |  |  |  | AVERAGE
T 1 - MAIN BUILDING L/S | ZONE 160 | K -FRC CORRIDOR | DEAD AREA | Electrical | MAID | 2 |  |  | NO REF |  |  |  | GOOD
T 1 - MAIN BUILDING L/S | ZONE 160 | K -FRC CORRIDOR | DEAD AREA | Fire | DIU | 1 |  |  | 11134 - ACC -CDV - DC00002 |  |  |  | GOOD
T 1 - MAIN BUILDING L/S | ZONE 160 | K -FRC CORRIDOR | DEAD AREA | Fire | FIU | 1 |  |  | 11134 - FAS - INF 00121 |  |  |  | AVERAGE
T 1 - MAIN BUILDING L/S | ZONE 160 | K -FRC CORRIDOR | DEAD AREA | Electrical | ELT | 1 |  |  | 11134 - ELT - LNM 00737 |  |  |  | GOOD
T 1 - MAIN BUILDING L/S | ZONE 160 | K -FRC CORRIDOR | DEAD AREA | Electrical | ELT | 1 |  |  | NO REF |  |  |  | GOOD
T 1 - MAIN BUILDING L/S | ZONE 160 | K -FRC CORRIDOR | DEAD AREA | Electrical | NORMAL LIGHTING | 7 |  |  | NO REF |  |  |  | GOOD
T 1 - MAIN BUILDING L/S | ZONE 160 | K -FRC CORRIDOR | DEAD AREA | Electrical | NORMAL LIGHTING CONTROL | 1 |  |  | NO REF |  |  |  | GOOD
T1 - 1 MAIN BUILDING L/S | ZONE 159 | K - CORRIDOR | DEAD AREA | Electrical | DIU | 1 |  |  | NO REF |  |  |  | GOOD
T1 - 1 MAIN BUILDING L/S | ZONE 159 | K - CORRIDOR | DEAD AREA | Electrical | NORMAL LIGHTING | 18 |  |  | NO REF |  |  |  | AVERAGE
T1 - 1 MAIN BUILDING L/S | ZONE 159 | K - CORRIDOR | DEAD AREA | Electrical | EMGY SIGN | 2 |  |  | NO REF |  |  |  | AVERAGE
T1 - 1 MAIN BUILDING L/S | ZONE 159 | K - CORRIDOR | DEAD AREA | Electrical | ELT | 6 |  |  | ID NO 80 / 81 / 82 / 83 /84 / 85 |  |  |  | AVERAGE
T1 - 1 MAIN BUILDING L/S | ZONE 159 | K - CORRIDOR | DEAD AREA | Electrical | ELT | 3 |  |  | EL 169 /170 /171 |  |  |  | GOOD
T1 - 1 MAIN BUILDING L/S | ZONE 159 | K - CORRIDOR | DEAD AREA | Electrical | Static Signage | 2 |  | TOILETS | NO REF |  |  |  | GOOD
T1 - 1 MAIN BUILDING L/S | ZONE 159 | K - CORRIDOR | DEAD AREA | Electrical | Static Signage | 1 |  | MOTHER & BABY | NO REF |  |  |  | GOOD
T1 - 1 MAIN BUILDING L/S | ZONE 159 | K - CORRIDOR | DEAD AREA | Electrical | Static Signage | 1 |  | DISABLED | NO REF |  |  |  | GOOD
T1 - 1 MAIN BUILDING L/S | ZONE 159 | K - CORRIDOR | DEAD AREA | IT | CCTV | 1 |  |  | NO REF | SONY |  |  | GOOD
T1 - 1 MAIN BUILDING L/S | ZONE 159 | K - CORRIDOR | DEAD AREA | Electrical | AUTO DOORS | 1 |  |  | 11134 - WLL - ATD 00022 |  |  |  | AVERAGE
T1 - 1 MAIN BUILDING L/S | ZONE 159 | K - CORRIDOR | DEAD AREA | Electrical | AUTO DOORS | 1 |  |  | 11134 - WLL - ATD 10002 |  |  |  | AVERAGE
T1 - 1 MAIN BUILDING L/S | ZONE 159 | K - CORRIDOR | DEAD AREA | Electrical | AUTO DOORS | 1 |  |  | 11134 - WLL - ATD 10007 |  |  |  | AVERAGE
T1 - 1 MAIN BUILDING L/S | ZONE 159 | K - CORRIDOR | DEAD AREA | Electrical | AUTO DOORS | 1 |  |  | 11134 - WLL - ATD 10008 |  |  |  | AVERAGE
T1 - 1 MAIN BUILDING L/S | ZONE 159 | K - CORRIDOR | DEAD AREA | Electrical | AUTO DOORS | 1 |  |  | 11134 - WLL ATD 10004 |  |  |  | AVERAGE
T1 - 1 MAIN BUILDING L/S | ZONE 159 | K - CORRIDOR | DEAD AREA | Electrical | AUTO DOORS | 1 |  |  | NO REF |  |  |  | AVERAGE
T1 - 1 MAIN BUILDING L/S | ZONE 159 | K - CORRIDOR | DEAD AREA | Fire | FIU | 2 |  |  | NO REF | GENT 34415 |  |  | AVERAGE
T1 - 1 MAIN BUILDING L/S | ZONE 159 | K - CORRIDOR | DEAD AREA | Fire | SOUNDER S BEACONS | 2 |  |  | NO REF |  |  |  | GOOD
T1 - MAIN BUILDING L/S | ZONE 157 | K - OFFICES | DEAD AREA | Electrical | NORMAL LIGHTING | 13 |  |  | NO REF |  |  |  | AVERAGE
T1 - MAIN BUILDING L/S | ZONE 157 | K - OFFICES | DEAD AREA | IT | SPEAKER | 1 |  |  | BAA 457912 |  |  |  | AVERAGE
T1 - MAIN BUILDING L/S | ZONE 157 | K - OFFICES | DEAD AREA | IT | SPEAKER | 1 |  |  | BAA 457956 |  |  |  | AVERAGE
T1 - MAIN BUILDING L/S | ZONE 157 | K - OFFICES | DEAD AREA | IT | SPEAKER | 1 |  |  | BAA 457941 |  |  |  | AVERAGE
T1 - MAIN BUILDING L/S | ZONE 157 | K - OFFICES | DEAD AREA | IT | SPEAKER | 1 |  |  | BAA 457915 |  |  |  | AVERAGE
T1 - MAIN BUILDING L/S | ZONE 157 | K - OFFICES | DEAD AREA | Fire | FIRE DOOR | 1 |  |  | ID 2060 |  |  |  | GOOD
T1 - MAIN BUILDING L/S | ZONE 157 | K - OFFICES | DEAD AREA | Fire | FIRE DOOR | 1 |  |  | ID FD 60 |  |  |  | GOOD
T1 - MAIN BUILDING L/S | ZONE 157 | K - OFFICES | DEAD AREA | Fire | FIRE DOOR | 1 |  |  | ID FD 30 |  |  |  | GOOD
T1 - MAIN BUILDING L/S | ZONE 157 | K - OFFICES | DEAD AREA | Fire | FIRE DOOR | 1 |  |  | NO REF |  |  |  | GOOD
T1 - MAIN BUILDING L/S | ZONE 157 | K - OFFICES | DEAD AREA | Electrical | ELT | 2 |  |  | NO REF |  |  |  | AVERAGE
T1 - MAIN BUILDING L/S | ZONE 157 | K - OFFICES | DEAD AREA | Electrical | NORMAL LIGHTING CONTROL | 1 |  |  | ID 1004 |  |  |  | GOOD
T1 - MAIN BUILDING L/S | ZONE 157 | K - OFFICES | DEAD AREA | Electrical | NORMAL LIGHTING CONTROL | 1 |  |  | NO REF |  |  |  | GOOD
T1 - MAIN BUILDING L/S | ZONE 157 | K - OFFICES | DEAD AREA | Electrical | ELT | 2 |  |  | 11134 - LNM 00404 / 405 |  |  |  | AVERAGE
T1 - MAIN BUILDING L/S | ZONE 157 | K - OFFICES | DEAD AREA | HVAC | HVAC GRIL | 3 |  |  | 11134 - HVAC - GIL 00421 / 422 / 424 |  |  |  | POOR
T1 - MAIN BUILDING L/S | ZONE 157 | K - OFFICES | DEAD AREA | HVAC | HVAC GRIL | 2 |  |  | NO REF |  |  |  | POOR
T1 - MAIN BUILDING L/S | ZONE 157 | K - OFFICES | DEAD AREA | Mechanical | ROLLER SHUTTER | 1 |  |  | NO REF | BLOUNT LTD |  |  | AVERAGE
T1 - MAIN BUILDING L/S | ZONE 158 | K -TRAVELEX | DEAD AREA | IT | CCTV | 7 |  |  | NO REF | GANZ |  |  | AVERAGE
T1 - MAIN BUILDING L/S | ZONE 158 | K -TRAVELEX | DEAD AREA | Electrical | NORMAL LIGHTING | 12 |  |  | NO REF |  |  |  | AVERAGE
T1 - MAIN BUILDING L/S | ZONE 158 | K -TRAVELEX | DEAD AREA | Electrical | D/B | 1 |  |  | 6932 - 1 - 4F - DB 1 - Y5 |  |  |  | AVERAGE
T1 - MAIN BUILDING L/S | ZONE 158 | K -TRAVELEX | DEAD AREA | Electrical | ELECTRICAL PANEL | 1 |  |  | ID 10001674 | GALAXY 48 |  |  | AVERAGE
T1 - MAIN BUILDING L/S | ZONE 158 | K -TRAVELEX | DEAD AREA | Fire | FIRE DOOR | 1 |  |  | R0262 |  |  |  | AVERAGE
T1 - MAIN BUILDING L/S | ZONE 158 | K -TRAVELEX | DEAD AREA | Fire | FIRE DOOR | 2 |  |  | NO REF |  |  |  | AVERAGE
T1 - MAIN BUILDING L/S | ZONE 158 | K -TRAVELEX | DEAD AREA | Electrical | NORMAL LIGHTING CONTROL | 3 |  |  | NO REF |  |  |  | AVERAGE
T1 - MAIN BUILDING L/S | ZONE 158 | K -TRAVELEX | DEAD AREA | Electrical | ELT | 4 |  |  | NO REF |  |  |  | AVERAGE
T1 - MAIN BUILDING L/S | ZONE 158 | K -TRAVELEX | DEAD AREA | Electrical | EMGY SIGN | 3 |  |  | NO REF |  |  |  | AVERAGE
PIER 4 | ZONE 150 | DOMESITIC ARRIVAL TOILETS | DEAD AREA |  | PANIC ALARM | 1 |  |  | NO REF |  |  |  | AVERAGE
PIER 4 | ZONE 150 | DOMESTIC ARRIVAL TOILETS | DEAD AREA |  | OVER FLOW ALARM | 1 |  |  | NO REF |  |  |  | AVERAGE
PIER 4 | ZONE 150 | DOMESTIC ARRIVAL TOILETS | DEAD AREA |  | DRINKING FOUNTAIN | 1 |  |  | NO REF |  |  |  | AVERAGE
PIER 4 | ZONE 150 | DOMESTIC ARRIVAL TOILETS | DEAD AREA | Fire | FIRE DOOR | 1 |  |  | T1 - FDR 0227 |  |  |  | AVERAGE
PIER 4 | ZONE 150 | DOMESTIC ARRIVAL TOILETS | DEAD AREA | Fire | FIRE DOOR | 1 |  |  | NO REF |  |  |  | AVERAGE
PIER 4 | ZONE 150 | DOMESTIC ARRIVAL TOILETS | DEAD AREA | Electrical | SALTO | 2 |  |  | NO REF |  |  |  | GOOD
PIER 4 | ZONE 150 | DOMESTIC ARRIVAL TOILETS | DEAD AREA | Fire | SOUNDERS & BEACONS | 4 |  |  | NO REF |  |  |  | GOOD
PIER 4 | ZONE 150 | DOMESTIC ARRIVAL TOILETS | DEAD AREA | Electrical | ELT | 7 |  |  | NO REF |  |  |  | AVERAGE
PIER 4 | ZONE 150 | DOMESTIC ARRIVAL TOILETS | DEAD AREA |  | MANUAL DORR | 10 |  |  | NO REF |  |  |  | AVERAGE
PIER 4 | ZONE 150 | DOMESTIC ARRIVAL TOILETS | DEAD AREA | Electrical | NORMAL LIGHTING | 34 |  |  | NO REF |  |  |  | AVERAGE
PIER 4 | ZONE 150 | DOMESTIC ARRIVAL TOILETS | DEAD AREA | Electrical | HAND DRYERS | 6 |  |  | NO REF |  |  |  | AVERAGE
PIER 4 | ZONE 150 | DOMESTIC ARRIVAL TOILETS | DEAD AREA | Electrical | NORMAL LIGHTING CONTROL | 4 |  |  | NO REF |  |  |  | AVERAGE
PIER 4 | ZONE 150 | DOMESTIC ARRIVAL TOILETS | DEAD AREA |  | SINKS | 8 |  |  | NO REF |  |  |  | AVERAGE
PIER 4 | ZONE 150 | DOMESTIC ARRIVAL TOILETS | DEAD AREA |  | SOAP DISPENSORS | 7 |  |  | NO REF |  |  |  | GOOD
PIER 4 | ZONE 150 | DOMESTIC ARRIVAL TOILETS | DEAD AREA |  | TOILETS | 8 |  |  | NO REF |  |  |  | AVERAGE
PIER 4 | ZONE 150 | DOMESTIC ARRIVAL TOILETS | DEAD AREA |  | MIRRORS | 10 |  |  | NO REF |  |  |  | AVERAGE
PIER 4 | ZONE 150 | DOMESTIC ARRIVAL TOILETS | DEAD AREA |  | URIALS | 5 |  |  | NO REF |  |  |  | AVERAGE
T1 - MAIN BUILDING L/S | ZONE 156 | K- DEPARTURES | DEAD AREA | Electrical | EMGY SIGN | 1 |  |  | 32-2-335-J-5L -1 |  |  |  | AVERAGE
T1 - MAIN BUILDING L/S | ZONE 156 | K- DEPARTURES | DEAD AREA | Electrical | Static Signage | 1 |  | DEPARTURES | NO REF |  |  |  | AVERAGE
T1 - MAIN BUILDING L/S | ZONE 156 | K- DEPARTURES | DEAD AREA | Electrical | ELT | 9 |  |  | 11134-ELT- LNM 0048 - 56 |  |  |  | GOOD
T1 - MAIN BUILDING L/S | ZONE 156 | K- DEPARTURES | DEAD AREA | Electrical | EMGY SIGN | 1 |  |  | NO REF |  |  |  | AVERAGE
T1 - MAIN BUILDING L/S | ZONE 156 | K- DEPARTURES | DEAD AREA | Electrical | Static Signage | 1 |  | TOILETS | NO REF |  |  |  | GOOD
T1 - MAIN BUILDING L/S | ZONE 156 | K- DEPARTURES | DEAD AREA | Fire | FIRE DOOR | 1 |  |  | T1 - FDR 0503 |  |  |  | GOOD
T1 - MAIN BUILDING L/S | ZONE 156 | K- DEPARTURES | DEAD AREA | IT | CCTV | 3 |  |  | CCTV -ICD - CAM 00049 - 51 |  |  |  | GOOD
T1 - MAIN BUILDING L/S | ZONE 156 | K- DEPARTURES | DEAD AREA | IT | BLUETOOTH SENSOR | 6 |  |  | SENSOR 460707 - 12 |  |  |  | GOOD
T1 - MAIN BUILDING L/S | ZONE 156 | K- DEPARTURES | DEAD AREA | IT | BLUETOOTH SENSOR | 4 |  |  | SENSOR 4607014 - 17 |  |  |  | GOOD
T1 - MAIN BUILDING L/S | ZONE 156 | K- DEPARTURES | DEAD AREA | IT | ANTENNA | 1 |  |  | HAL - ECAP- 2823- A29 |  |  |  | GOOD
T1 - MAIN BUILDING L/S | ZONE 156 | K- DEPARTURES | DEAD AREA | Electrical | SIGN | 1 |  | DEPARTURES & GATES | NO REF |  |  |  | GOOD
T1 - MAIN BUILDING L/S | ZONE 156 | K- DEPARTURES | DEAD AREA | Electrical | SIGN | 1 |  | TOILETS | NO REF |  |  |  | GOOD
T1 - MAIN BUILDING L/S | ZONE 156 | K- DEPARTURES | DEAD AREA | Electrical | MAID | 1 |  |  | NO REF |  |  |  | GOOD
T1 - MAIN BUILDING L/S | ZONE 156 | K- DEPARTURES | DEAD AREA | Specialist Systems | SCANNER | 1 |  |  | NO REF | ACCESS KEYBOARDS LTD |  |  | GOOD
T1 - MAIN BUILDING L/S | ZONE 156 | K- DEPARTURES | DEAD AREA | Specialist Systems | SCANNER | 1 |  |  | HAL 457288 | ACCESS KEYBOARDS LTD |  |  | GOOD
T1 - MAIN BUILDING L/S | ZONE 156 | K- DEPARTURES | DEAD AREA | Specialist Systems | SCANNER | 1 |  |  | HAL 480371 | AUR0RA PHOTO |  |  | GOOD
T1 - MAIN BUILDING L/S | ZONE 156 | K- DEPARTURES | DEAD AREA | Electrical | ELT | 1 |  |  | DB - 32-2-35-L 7L 1 CIR 5 |  |  |  | GOOD
T1 - MAIN BUILDING L/S | ZONE 156 | K- DEPARTURES | DEAD AREA | Electrical | D/B | 1 |  |  | DB - 32-2-35-L 7L 1 |  |  |  | AVERAGE
T1 - MAIN BUILDING L/S | ZONE 156 | K- DEPARTURES | DEAD AREA | Specialist Systems | SCANNER | 1 |  |  | LHR 26391 | DESKO |  |  | GOOD
T1 - MAIN BUILDING L/S | ZONE 156 | K- DEPARTURES | DEAD AREA | Specialist Systems | TICKET PRINTER | 1 |  |  | LHR 21936 | FUJITSU |  |  | GOOD
T1 - MAIN BUILDING L/S | ZONE 156 | K- DEPARTURES | DEAD AREA | Mechanical | BAG DROP CONVEYORS | 26 |  |  | NO REF |  |  |  | AVERAGE
T1 - MAIN BUILDING L/S | ZONE 156 | K- DEPARTURES | DEAD AREA | Electrical | CHECK IN DESK | 11 |  |  | LHR 1ZK01 - 11 |  |  |  | AVERAGE
T1 - MAIN BUILDING L/S | ZONE 156 | K- DEPARTURES | DEAD AREA | Electrical | CHECK IN DESK | 14 |  |  | LHR 1ZK13 -26 |  |  |  | AVERAGE
T1 - MAIN BUILDING L/S | ZONE 156 | K- DEPARTURES | DEAD AREA | IT | CCTV | 2 |  |  | NO REF |  |  |  | POOR
T1 - MAIN BUILDING L/S | ZONE 156 | K- DEPARTURES | DEAD AREA | Electrical | EMGY SIGN | 1 |  |  | NO REF |  |  |  | AVERAGE
T1 - MAIN BUILDING L/S | ZONE 156 | K- DEPARTURES | DEAD AREA | IT | CCTV | 1 |  |  | NO REF | PANASONIC BP310 |  |  | AVERAGE
T1 - MAIN BUILDING L/S | ZONE 156 | K- DEPARTURES | DEAD AREA | IT | SELF SERVICE CHECK IN SCREENS | 10 |  |  | LHR IKK 01 - 10 |  |  |  | GOOD
T1 - MAIN BUILDING L/S | ZONE 156 | K- DEPARTURES | DEAD AREA | HVAC | HVAC GRIL | 9 |  |  | NO REF |  |  |  | AVERAGE
T1 - MAIN BUILDING L/S | ZONE 156 | K- DEPARTURES | DEAD AREA | IT | BMS SENSORS | 1 |  |  | AHU 9 -RT4 | INVENSYS |  |  | AVERAGE
T1 - MAIN BUILDING L/S | ZONE 156 | K- DEPARTURES | DEAD AREA | IT | BMS SENSORS | 3 |  |  | AHU 8 -RT1 -3 | INVENSYS |  |  | AVERAGE
T1 - MAIN BUILDING L/S | ZONE 156 | K- DEPARTURES | DEAD AREA | IT | MAID | 1 |  |  | NO REF |  |  |  | GOOD
T1 - MAIN BUILDING L/S | ZONE 156 | K- DEPARTURES | DEAD AREA | Specialist Systems | MIC;S | 1 |  |  | NO REF | BALDWIN BOXALL | BDM 401 | BN: 21134-40-31 | AVERAGE
T1 - MAIN BUILDING L/S | ZONE 156 | K- DEPARTURES | DEAD AREA | Specialist Systems | MIC;S | 1 |  |  | NO REF | BALDWIN BOXALL | BDM 401 | BN:21134-40-9 | AVERAGE
T1 - MAIN BUILDING L/S | ZONE 156 | K- DEPARTURES | DEAD AREA | Electrical | SIGN | 1 |  | SPECIAL ASSITANCE | NO REF |  |  |  | GOOD
T1 - MAIN BUILDING L/S | ZONE 156 | K- DEPARTURES | DEAD AREA | Electrical | NORMAL LIGHTING | 128 |  |  | NO REF |  |  |  | AVERAGE
T1 - MAIN BUILDING L/S | ZONE 156 | K- DEPARTURES | DEAD AREA | Fire | SOUNDERS & BEACONS | 2 |  |  | NO REF |  |  |  | GOOD
T1 - MAIN BUILDING L/S | ZONE 178 | EAST BALCONY | LIVE AREA | Electrical | NORMAL LIGHTING | 43 |  |  | NO REF |  |  |  | POOR
T1 - MAIN BUILDING L/S | ZONE 178 | EAST BALCONY | LIVE AREA | Fire | SOUNDERS & BEACONS | 2 |  |  | NO REF |  |  |  | GOOD
T1 - MAIN BUILDING L/S | ZONE 178 | EAST BALCONY | LIVE AREA | IT | CCTV | 1 |  |  | NO REF |  |  |  | POOR
T1 - MAIN BUILDING L/S | ZONE 178 | EAST BALCONY | LIVE AREA | IT | WLAN | 1 |  |  | LHR - 1170T1 - A1 - 00082 |  |  |  | POOR
T1 - MAIN BUILDING L/S | ZONE 178 | EAST BALCONY | LIVE AREA | IT | WLAN | 1 |  |  | LHR - 1170T1 - A1 - 00083 |  |  |  | POOR
T1 - MAIN BUILDING L/S | ZONE 178 | EAST BALCONY | LIVE AREA | Electrical | EMGY SIGN | 1 |  |  | MB - 2F -23 -SC -18 W |  |  |  | POOR
T1 - MAIN BUILDING L/S | ZONE 178 | EAST BALCONY | LIVE AREA | Fire | FIRE DOOR | 2 |  |  | NO REF |  |  |  | POOR
T1 - MAIN BUILDING L/S | ZONE 178 | EAST BALCONY | LIVE AREA | Electrical | EMGY SIGN | 1 |  |  | MB - 2F -22 -SC -18 W |  |  |  | POOR
T1 - MAIN BUILDING L/S | ZONE 179 | NORTH BALCONY | LIVE AREA | Electrical | NORMAL LIGHTING | 18 |  |  | NO REF |  |  |  | POOR
T1 - MAIN BUILDING L/S | ZONE 179 | NORTH BALCONY | LIVE AREA | Electrical | ELT | 10 |  |  | NO REF |  |  |  | POOR
T1 - MAIN BUILDING L/S | ZONE 179 | NORTH BALCONY | LIVE AREA | Electrical | ELT | 2 |  |  | ELT - LNM - 00398 - 399 |  |  |  | GOOD
T1 - MAIN BUILDING L/S | ZONE 179 | NORTH BALCONY | LIVE AREA | Electrical | EMGY SIGN | 2 |  |  | NO REF |  |  |  | POOR
T1 - MAIN BUILDING L/S | ZONE 179 | NORTH BALCONY | LIVE AREA | Electrical | EMGY SIGN | 1 |  |  | MB - 2F -12 - SC - 38 W |  |  |  | POOR
T1 - MAIN BUILDING L/S | ZONE 179 | NORTH BALCONY | LIVE AREA | Electrical | EMGY SIGN | 1 |  |  | 1N -E - 4L2 |  |  |  | POOR
T1 - MAIN BUILDING L/S | ZONE 179 | NORTH BALCONY | LIVE AREA | Fire | FIRE DOOR | 2 |  |  | NO REF |  |  |  | AVERAGE
T1 - MAIN BUILDING L/S | ZONE 179 | NORTH BALCONY | LIVE AREA | Fire | FIRE DOOR | 1 |  |  | 6840215 |  |  |  | POOR
T1 - MAIN BUILDING L/S | ZONE 179 | NORTH BALCONY | LIVE AREA | IT | WLAN | 1 |  |  | GLN 7623 - A1 |  |  |  | POOR
T1 - MAIN BUILDING L/S | ZONE 179 | NORTH BALCONY | LIVE AREA | LEPC | PAX LIFT 59 | 1 |  |  | HAL 6105264 |  |  |  | AVERAGE
T1 - MAIN BUILDING L/S | ZONE 180 | SOUTH BALCONY | LIVE AREA | Electrical | NORMAL LIGHTING | 36 |  |  | NO REF |  |  |  | POOR
T1 - MAIN BUILDING L/S | ZONE 180 | SOUTH BALCONY | LIVE AREA | Electrical | EMGY SIGN | 1 |  |  | MB - 2F -17 - SC - 8 W |  |  |  | POOR
T1 - MAIN BUILDING L/S | ZONE 180 | SOUTH BALCONY | LIVE AREA | Electrical | EMGY SIGN | 1 |  |  | NO REF |  |  |  | POOR
T1 - MAIN BUILDING L/S | ZONE 180 | SOUTH BALCONY | LIVE AREA | IT | CCTV | 1 |  |  | NO REF |  |  |  | POOR
T1 - MAIN BUILDING L/S | ZONE 180 | SOUTH BALCONY | LIVE AREA | Fire | FIRE DOOR | 1 |  |  | 6480075 |  |  |  | POOR
T1 - MAIN BUILDING L/S | ZONE 180 | SOUTH BALCONY | LIVE AREA | Electrical | EMGY SIGN | 1 |  |  | NO REF |  |  |  | POOR
T1 - MAIN BUILDING L/S | ZONE 180 | SOUTH BALCONY | LIVE AREA | Fire | FIRE DOOR | 1 |  |  | 11134 - WLL - MDR 00094 |  |  |  | POOR
T1 - MAIN BUILDING L/S | ZONE 180 | SOUTH BALCONY | LIVE AREA | Electrical | DIU | 1 |  |  | NO REF |  |  |  | AVERAGE
T1 - MAIN BUILDING L/S | ZONE 180 | SOUTH BALCONY | LIVE AREA | Electrical | EMGY SIGN | 3 |  |  | NO REF |  |  |  | POOR
T1 - MAIN BUILDING L/S | ZONE 180 | SOUTH BALCONY | LIVE AREA | Electrical | EMGY SIGN | 1 |  |  | MB- 2F -20 - SC- 15 W |  |  |  | POOR
PIER 4 | ZONE 73 | MENZIES | DEAD AREA | Electrical | D/B | 1 |  |  | T - DB 0176 |  |  |  | AVERAGE
PIER 4 | ZONE 73 | MENZIES | DEAD AREA | Electrical | SWITCH | 1 |  |  | NO REF | EXEL 63A |  |  | POOR
PIER 4 | ZONE 73 | MENZIES | DEAD AREA | Electrical | ELEC, RADIATOR | 1 |  |  | NO REF |  |  |  | POOR
PIER 4 | ZONE 73 | MENZIES | DEAD AREA | Fire | FIRE DOOR | 2 |  |  | NO REF |  |  |  | POOR
PIER 4 | ZONE 73 | MENZIES | DEAD AREA | Electrical | NORMAL LIGHTING | 4 |  |  | NO REF |  |  |  | POOR
PIER 4 | ZONE 51 | DEPART' ROUTE | DEAD AREA | IT | WLAN | 1 |  |  | LHR1106T1 - A1 - AP00029 |  |  |  | GOOD
PIER 4 | ZONE 51 | DEPART' ROUTE | DEAD AREA | Electrical | Static Signage | 2 |  | ARRIVALS, BAGGAGE RECLAIM | NO REF |  |  |  | GOOD
PIER 4 | ZONE 51 | DEPART' ROUTE | DEAD AREA | Electrical | Static Signage | 1 |  | FLIGHT CONNECTIONS | NO REF |  |  |  | GOOD
PIER 4 | ZONE 51 | DEPART' ROUTE | DEAD AREA | Electrical | Static Signage | 3 |  | GATES | NO REF |  |  |  | GOOD
PIER 4 | ZONE 51 | DEPART' ROUTE | DEAD AREA | Fire | FIRE DOOR | 3 |  |  | T 1 - FDR 0096 / 97 / 98 |  |  |  | POOR
PIER 4 | ZONE 51 | DEPART' ROUTE | DEAD AREA | Fire | FIU | 1 |  |  | 1044 - 26 |  |  |  | AVERAGE
PIER 4 | ZONE 51 | DEPART' ROUTE | DEAD AREA | HVAC | HVAC GRIL | 10 |  |  | NO REF |  |  |  | POOR
PIER 4 | ZONE 51 | DEPART' ROUTE | DEAD AREA | HVAC | HVAC UNITS | 5 |  |  | NO REF |  |  |  | POOR
PIER 4 | ZONE 51 | DEPART' ROUTE | DEAD AREA | Electrical | SIGN | 1 |  | TOILETS | NO REF |  |  |  | AVERAGE
PIER 4 | ZONE 51 | DEPART' ROUTE | DEAD AREA | IT | FIDS | 1 |  |  | FIDS - T1 - 454 - DEP - A1 |  |  |  | POOR
PIER 4 | ZONE 51 | DEPART' ROUTE | DEAD AREA | IT | CCTV | 2 |  |  | NO REF |  |  |  | POOR
PIER 4 | ZONE 51 | DEPART' ROUTE | DEAD AREA | Electrical | ELT | 7 |  |  | NO REF |  |  |  | POOR
PIER 4 | ZONE 51 | DEPART' ROUTE | DEAD AREA | Electrical | NORMAL LIGHTING | 55 |  |  | NO REF |  |  |  | POOR
PIER 4 | ZONE 50 A | BRITISH MIDLAND LOUNGE KITCHEN & TOILETS | DEAD AREA | Electrical | HAND DRYER | 1 |  |  | NO REF | HEATRAE SADIA |  |  | POOR
PIER 4 | ZONE 50 A | BRITISH MIDLAND LOUNGE KITCHEN & TOILETS | DEAD AREA | Electrical | ELT | 3 |  |  | LON - EM - LT 15 / 16 /17 |  |  |  | AVERAGE
PIER 4 | ZONE 50 A | BRITISH MIDLAND LOUNGE KITCHEN & TOILETS | DEAD AREA | HVAC | HVAC UNIT | 1 |  |  | SYS FM 2241 | DAIKIN |  |  | POOR
PIER 4 | ZONE 50 A | BRITISH MIDLAND LOUNGE KITCHEN & TOILETS | DEAD AREA | Electrical | FRIDGE | 2 |  |  | HAL 677563 / 64 |  |  |  | AVERAGE
PIER 4 | ZONE 50 A | BRITISH MIDLAND LOUNGE KITCHEN & TOILETS | DEAD AREA | Electrical | FRIDGE | 2 |  |  | HAL 677575 / 76 |  |  |  | AVERAGE
PIER 4 | ZONE 50 A | BRITISH MIDLAND LOUNGE KITCHEN & TOILETS | DEAD AREA | HVAC | HVAC CONTROL | 1 |  |  | NO REF | DAIKIN |  |  | AVERAGE
PIER 4 | ZONE 50 A | BRITISH MIDLAND LOUNGE KITCHEN & TOILETS | DEAD AREA | Electrical | FRIDGE | 2 |  |  | HAL 677577 / 78 |  |  |  | AVERAGE
PIER 4 | ZONE 50 A | BRITISH MIDLAND LOUNGE KITCHEN & TOILETS | DEAD AREA | Electrical | NORMAL LIGHTING | 20 |  |  | NO REF |  |  |  | POOR
PIER 4 | ZONE 50 A | BRITISH MIDLAND LOUNGE KITCHEN & TOILETS | DEAD AREA | Electrical | HAND DRYER | 5 |  |  | NO REF |  |  |  | GOOD
PIER 4 | ZONE 50 A | BRITISH MIDLAND LOUNGE KITCHEN & TOILETS | DEAD AREA |  | MIRRORS | 6 |  |  | NO REF |  |  |  | AVERAGE
PIER 4 | ZONE 50 A | BRITISH MIDLAND LOUNGE KITCHEN & TOILETS | DEAD AREA |  | SINKS | 8 |  |  | NO REF |  |  |  | AVERAGE
PIER 4 | ZONE 50 A | BRITISH MIDLAND LOUNGE KITCHEN & TOILETS | DEAD AREA |  | SOAP DISPENSORS | 9 |  |  | NO REF |  |  |  | AVERAGE
PIER 4 | ZONE 50 A | BRITISH MIDLAND LOUNGE KITCHEN & TOILETS | DEAD AREA |  | TOILETS | 5 |  |  | NO REF |  |  |  | AVERAGE
PIER 4 | ZONE A | BRITISH MIDLAND LOUNGE KITCHEN & TOILETS | DEAD AREA |  | URINALS | 3 |  |  | NO REF |  |  |  | AVERAGE
PIER 4 | ZONE 50 B | BRITISH MIDLAND LOUNGE | DEAD AREA | Electrical | NORMAL LIGHTING | 474 |  |  | NO REF |  |  |  | POOR
PIER 4 | ZONE 50 B | BRITISH MIDLAND LOUNGE | DEAD AREA | Electrical | EMGY SIGN | 9 |  |  | NO REF |  |  |  | AVERAGE
PIER 4 | ZONE 50 B | BRITISH MIDLAND LOUNGE | DEAD AREA | IT | FIDS | 1 |  |  | 10497007 | SAMSUNG |  |  | GOOD
PIER 4 | ZONE 50 B | BRITISH MIDLAND LOUNGE | DEAD AREA | Fire | FIRE DOOR | 1 |  |  | T 1 - FDR 0061 |  |  |  | AVERAGE
PIER 4 | ZONE 50 B | BRITISH MIDLAND LOUNGE | DEAD AREA | IT | FIDS | 3 |  |  | 10497004 / 5 / 6 | SAMSUNG |  |  | GOOD
PIER 4 | ZONE 50 B | BRITISH MIDLAND LOUNGE | DEAD AREA | Electrical | LED LIGHTS | 36 |  |  | NO REF |  |  |  | GOOD
PIER 4 | ZONE 50 B | BRITISH MIDLAND LOUNGE | DEAD AREA | Electrical | ELT | 32 |  |  | LON - EM - LT - 01 / 32 |  |  |  | GOOD
PIER 4 | ZONE 50 B | BRITISH MIDLAND LOUNGE | DEAD AREA | HVAC | HVAC GRIL | 104 |  |  | NO REF |  |  |  | AVERAGE
PIER 4 | ZONE 50 B | BRITISH MIDLAND LOUNGE | DEAD AREA |  | MIRRORS | 26 |  |  | NO REF |  |  |  | GOOD
PIER 4 | ZONE 50 B | BRITISH MIDLAND LOUNGE | DEAD AREA | IT | FIU | 1 |  |  | 1121 - 32 |  |  |  | AVERAGE
PIER 4 | ZONE 50 B | BRITISH MIDLAND LOUNGE | DEAD AREA | Electrical | CONTROL PANEL | 1 |  |  | MPC 2 OSN15 |  |  |  | AVERAGE
PIER 4 | ZONE 50 B | BRITISH MIDLAND LOUNGE | DEAD AREA | Electrical | SWITCH | 1 |  |  | NO REF | EXEL 32A |  |  | POOR
PIER 4 | ZONE 50 B | BRITISH MIDLAND LOUNGE | DEAD AREA | Fire | FIRE DOOR | 2 |  |  | T1 - FDR 0062 |  |  |  | AVERAGE
PIER 4 | ZONE 50 B | BRITISH MIDLAND LOUNGE | DEAD AREA | Electrical | FRIDGE | 2 |  |  | HAL 678050 / 51 |  |  |  | AVERAGE
PIER 4 | ZONE 50 B | BRITISH MIDLAND LOUNGE | DEAD AREA | Fire | FIRE DOOR | 1 |  |  | T1 - FDR 0067 |  |  |  | AVERAGE
PIER 4 | ZONE 53 | TOILETS | DEAD AREA | Fire | BEACONS & SOUNDERS | 4 |  |  | NO REF |  |  |  | GOOD
PIER 4 | ZONE 53 | TOILETS | DEAD AREA | Electrical | NORMAL LIGHTING | 50 |  |  | NO REF |  |  |  | AVERAGE
PIER 4 | ZONE 53 | TOILETS | DEAD AREA | Electrical | HAND DRYERS | 7 |  |  | NO REF |  |  |  | GOOD
PIER 4 | ZONE 53 | TOILETS | DEAD AREA |  | MIRRORS | 10 |  |  | NO REF |  |  |  | GOOD
PIER 4 | ZONE 53 | TOILETS | DEAD AREA |  | SINKS | 14 |  |  | NO REF |  |  |  | AVERAGE
PIER 4 | ZONE 53 | TOILETS | DEAD AREA | Electrical | NOMAL LIGHTING CONTROLL | 3 |  |  | NO REF |  |  |  | AVERAGE
PIER 4 | ZONE 53 | TOILETS | DEAD AREA |  | TOILETS | 10 |  |  | NO REF |  |  |  | AVERAGE
PIER 4 | ZONE 53 | TOILETS | DEAD AREA |  | SOAP DISPENSOR | 10 |  |  | NO REF |  |  |  | GOOD
PIER 4 | ZONE 53 | TOILETS | DEAD AREA |  | SINKS | 14 |  |  | NO REF |  |  |  | AVERAGE
PIER 4 | ZONE 53 | TOILETS | DEAD AREA |  | URINALS | 4 |  |  | NO REF |  |  |  | AVERAGE
PIER 4 | ZONE 53 | TOILETS | DEAD AREA |  | PANIC ALARM | 1 |  |  | NO REF |  |  |  | GOOD
PIER 4 | ZONE 53 | TOILETS | DEAD AREA |  | EMGY SIGN | 1 |  |  | NO REF |  |  |  | AVERAGE
PIER 4 | ZONE 53 | TOILETS | DEAD AREA | Electrical | Static Signage | 1 |  | BABY CARE | NO REF |  |  |  | AVERAGE
PIER 4 | ZONE 53 | TOILETS | DEAD AREA | Electrical | Static Signage | 1 |  | GENTS | NO REF |  |  |  | AVERAGE
PIER 4 | ZONE 53 | TOILETS | DEAD AREA | Electrical | Static Signage | 1 |  | FEMALE | NO REF |  |  |  | AVERAGE
PIER 4 | ZONE 53 | TOILETS | DEAD AREA | Electrical | Static Signage | 1 |  | DISABLED | NO REF |  |  |  | AVERAGE
PIER 4 | ZONE 53 | TOILETS | DEAD AREA | Electrical | ELT | 6 |  |  | NO REF |  |  |  | AVERAGE
PIER 4 | ZONE 58 | GATE 8 LINK | DEAD AREA | Electrical | DIU | 1 |  |  | NO REF |  |  |  | POOR
PIER 4 | ZONE 58 | GATE 8 LINK | DEAD AREA | Electrical | ELT | 3 |  |  | 11101 - ELT - LNM 10005 / 6 / 7 |  |  |  | AVERAGE
PIER 4 | ZONE 58 | GATE 8 LINK | DEAD AREA | Electrical | ELT | 2 |  |  | 11101 -ELT -LNM 10010 / 19 |  |  |  | AVERAGE
PIER 4 | ZONE 58 | GATE 8 LINK | DEAD AREA | Electrical | ELT | 8 |  |  | NO REF |  |  |  | AVERAGE
PIER 4 | ZONE 58 | GATE 8 LINK | DEAD AREA | Fire | FIRE DOOR | 2 |  |  | T1 - FDR 0018 / 19 |  |  |  | AVERAGE
PIER 4 | ZONE 58 | GATE 8 LINK | DEAD AREA | IT | PANEL | 1 |  |  | T1 - AP029 | SPECTRUM 2 |  |  | AVERAGE
PIER 4 | ZONE 58 | GATE 8 LINK | DEAD AREA | Fire | SOUNDERS & BEACONS | 1 |  |  | NO REF |  |  |  | AVERAGE
PIER 4 | ZONE 58 | GATE 8 LINK | DEAD AREA | Electrical | NOPRMAL LIGHTING | 44 |  |  | NO REF |  |  |  | AVERAGE
PIER 4 | ZONE 58 | GATE 8 LINK | DEAD AREA | Electrical | MAID | 2 |  |  | NO REF |  |  |  | GOOD
PIER 4 | ZONE 91 | ROOF TOP | DEAD AREA | Electrical | Normal Lighting | 33 |  |  | NO REF |  |  |  | POOR
PIER 4 | ZONE 91 | ROOF TOP | DEAD AREA | Electrical | ELT | 36 |  |  | NO REF |  |  |  | POOR
PIER 4 | ZONE 91 | ROOF TOP | DEAD AREA | IT | CCTV | 1 |  |  |  | TOUCHSTONE ELECTRONICS |  |  | POOR
PIER 4 | ZONE 91 | ROOF TOP | DEAD AREA | HVAC | CONDENSER | 3 |  |  | NO 116 / 117 / 118 | DAIKIN |  |  | POOR
PIER 4 | ZONE 91 | ROOF TOP | DEAD AREA | HVAC | CONDENSER | 2 |  |  | NO 119 / 1 20 | MITSUBISHI |  |  | POOR
PIER 4 | ZONE 91 | ROOF TOP | DEAD AREA | HVAC | CONDENSER | 2 |  |  | NO 121 / 1 22 | DAIKIN |  |  | POOR
PIER 4 | ZONE 91 | ROOF TOP | DEAD AREA | HVAC | CONDENSER | 4 |  |  | NO 1 23 / 124 /125 /1 26 | MITSUBISHI |  |  | POOR
PIER 4 | ZONE 91 | ROOF TOP | DEAD AREA | HVAC | TOILET EXTRACT FAN | 1 |  |  | NO REF |  |  |  | POOR
PIER 4 | ZONE 91 | ROOF TOP | DEAD AREA | HVAC | SOMKE EXTRACT FAN | 1 |  |  | NO REF |  |  |  | POOR
PIER 4 | ZONE 91 | ROOF TOP | DEAD AREA | HVAC | SMOKE EXTRACT FAN | 1 |  |  | NO REF |  |  | 101 - 8217 -1-1 | POOR
PIER 4 | ZONE 91 | ROOF TOP | DEAD AREA | Electrical | JUCTION BOX | 2 |  |  | DB - 128 -1U -A -9Y |  |  |  | AVERAGE
PIER 4 | ZONE 91 | ROOF TOP | DEAD AREA | Electrical | JUCTION BOX | 2 |  |  | DB - 128 -3T -A -9Y |  |  |  | AVERAGE
PIER 4 | ZONE 91 | ROOF TOP | DEAD AREA | Electrical | PANEL AHU 2 | 1 |  |  | 37 - 3L - 1 RYB |  |  |  | POOR
PIER 4 | ZONE 91 | ROOF TOP | DEAD AREA | Electrical | SUPPLY SWITCH | 1 |  |  | NO REF |  |  |  | POOR
PIER 4 | ZONE 91 | ROOF TOP | DEAD AREA | HVAC | CONDENSER | 1 |  |  | NO REF | DAIKIN | RX550LV1B |  | POOR
PIER 4 | ZONE 91 | ROOF TOP | DEAD AREA | HVAC | CONDENSER | 2 |  |  | NO REF | MITSUBISHI | MUZ - A 12YV |  | POOR
PIER 4 | ZONE 91 | ROOF TOP | DEAD AREA | Electrical | VLT DRIVE PANEL | 2 |  |  | NO REF | DANFOSS |  |  | AVERAGE
PIER 4 | ZONE 91 | ROOF TOP | DEAD AREA | HVAC | AHU 1 | 1 |  |  | NO REF |  |  | 6707839 | POOR
PIER 4 | ZONE 91 | ROOF TOP | DEAD AREA | HVAC | AHU 2 | 1 |  |  | NO REF |  |  | 6708135 | POOR
PIER 4 | ZONE 91 | ROOF TOP | DEAD AREA | HVAC | AHU 3 | 1 |  |  | NO REF |  |  | 6707899 | POOR
PIER 4 | ZONE 91 | ROOF TOP | DEAD AREA | HVAC | AHU 2 ? | 1 |  |  | NO REF |  |  | 6707176 | POOR
PIER 4 | ZONE 91 | ROOF TOP | DEAD AREA | HVAC | AHU 4 | 1 |  |  | NO REF |  |  |  | POOR
PIER 4 | ZONE 91 | ROOF TOP | DEAD AREA | HVAC | AHU 6 | 1 |  |  | NO REF |  |  | 6706217 | POOR
PIER 4 | ZONE 91 | ROOF TOP | DEAD AREA | HVAC | AHU 7 | 1 |  |  | NO REF |  |  |  | POOR
PIER 4 | ZONE 91 | ROOF TOP | DEAD AREA | HVAC | AHU 8 | 1 |  |  | NO REF |  |  | 6707084 | POOR
PIER 4 | ZONE91 | ROOF TOP | DEAD AREA | HVAC | CONDENSER | 1 |  |  | NO REF | TOSHIBA |  | 34880174 | POOR
PIER 4 | ZONE 77 | WH SMITHS | DEAD AREA | Electrical | D/B | 1 |  |  | DB 1 |  |  |  | AVERAGE
PIER 4 | ZONE 77 | WH SMITHS | DEAD AREA | Electrical | SWITCH | 1 |  |  | 37 - 2 - A2 - RYBT |  |  |  | AVERAGE
PIER 4 | ZONE 77 | WH SMITHS | DEAD AREA | Electrical | METER | 1 |  |  | HAL 09069006 | ELSTER |  |  | AVERAGE
PIER 4 | ZONE 77 | WH SMITHS | DEAD AREA | Electrical | EMRGY SIGN | 1 |  |  | NO REF |  |  |  | AVERAGE
PIER 4 | ZONE 77 | WH SMITHS | DEAD AREA | Electrical | ELT | 5 |  |  | NO REF |  |  |  | AVERAGE
PIER 4 | ZONE 77 | WH SMITHS | DEAD AREA | Electrical | NORMAL LIGHTING | 46 |  |  | NO REF |  |  |  | POOR
PIER 4 | ZONE 77 | WH SMITHS | DEAD AREA | Mechanical | ROLLER SHUTTERS | 2 |  |  | NO REF | HART DOOR SYSTEMS |  |  | AVERAGE
PIER 4 | ZONE 77 | WH SMITHS | DEAD AREA | Electrical | ROLLER SHUTTER LIGHTS | 4 |  |  | NO REF |  |  |  | AVERAGE
PIER 4 | ZONE 77 | WH SMITHS | DEAD AREA | Mechanical | SPRINKLERS | 20 |  |  | NO REF |  |  |  | AVERAGE
PIER 4 | ZONE 77 | WH SMITHS | DEAD AREA | Fire | FIRE DOOR |  |  |  | NO REF |  |  |  | AVERAGE
PIER 4 | ZONE 73 A | MENZIES | DEAD AREA | Fire | SOUNDERS & BEACONS. | 1 |  |  | NO REF |  |  |  | AVERAGE
PIER 4 | ZONE 73 A | MENZIES | DEAD AREA | Electrical | NORMAL LIGHTING | 30 |  |  | NO REF |  |  |  | POOR
PIER 4 | ZONE 73 A | MENZIES | DEAD AREA | Electrical | ELT | 10 |  |  | NO REF |  |  |  | POOR
PIER 4 | ZONE 73 A | MENZIES | DEAD AREA | HVAC | HVAC UNIT | 4 |  |  | HVAC - AC- 1 / 2/ 3 / 5 | DIAKIN |  |  | POOR
PIER 4 | ZONE 73 A | MENZIES | DEAD AREA | Fire | FIRE DOOR | 1 |  |  | T1 - FDR 0707 |  |  |  | POOR
PIER 4 | ZONE 73 A | MENZIES | DEAD AREA | Fire | FIRE DOOR | 1 |  |  | T1 -FDR 0712 |  |  |  | POOR
PIER 4 | ZONE 73 A | MENZIES | DEAD AREA | Fire | FIRE DOOR | 1 |  |  | T1 - FDR 0101 |  |  |  | AVERAGE
PIER 4 | ZONE 73 A | MENZIES | DEAD AREA | Electrical | EMGY SIGN | 1 |  |  | FCC1 -NO2 -SC - 8W |  |  |  | AVERAGE
PIER 4 | ZONE 73 A | MENZIES | DEAD AREA | Electrical | EMGY SIGN | 4 |  |  | NO REF |  |  |  | POOR
PIER 4 | ZONE 73 B | MENZIES | DEAD AREA | Electrical | ELT | 1 |  |  | NO REF |  |  |  | POOR
PIER 4 | ZONE 73 B | MENZIES | DEAD AREA | Electrical | NORMAL LIGHTING | 6 |  |  | NO REF |  |  |  | POOR
PIER 4 | ZONE 73 B | MENZIES | DEAD AREA | Fire | FIRE DOOR | 1 |  |  | T 1 - FDR 0710 |  |  |  | POOR
PIER 4 | ZONE 73 B | MENZIES | DEAD AREA | HVAC | HVAC CONTROLS | 3 |  |  | NO REF |  |  |  | AVERAGE
PIER 4 | ZONE 73 B | MENZIES | DEAD AREA | IT | BA COMMS | 1 |  |  | CLOSET - CCOOM2 |  |  |  | POOR
PIER 4 | ZONE 73 B | MENZIES | DEAD AREA | IT | BA COMMS | 1 |  |  | CLOSET - CCOOM2 CAB 43 - 11 |  |  |  | POOR
PIER 4 | ZONE 73 B | MENZIES | DEAD AREA | IT | SATCHWELL | 1 |  |  | OUT STATION NO 107 |  |  |  | POOR
PIER 4 | ZONE 73 B | MENZIES | DEAD AREA | Electrical | MCC PANEL | 1 |  |  | 37 - 14 - 1 |  |  |  | POOR
PIER 4 | ZONE 73 B | MENZIES | DEAD AREA | HVAC | HVAC UNIT | 1 |  |  | A/C 6 |  |  |  | POOR
PIER 4 | ZONE 73 C | MENZIES | DEAD AREA | Electrical | ELT | 1 |  |  | NO REF |  |  |  | POOR
PIER 4 | ZONE 73 C | MENZIES | DEAD AREA | Electrical | NORMAL LIGHTING | 2 |  |  | NO REF |  |  |  | POOR
PIER 4 | ZONE 73 C | MENZIES | DEAD AREA | HVAC | HVAC UNIT | 1 |  |  | NO REF | IMI |  |  | POOR
PIER 4 | ZONE 73 C | MENZIES | DEAD AREA | Fire | FIRE DOOR | 1 |  |  | T 1 - FDR 0711 |  |  |  | POOR
PIER 4 | ZONE 73 C | MENZIES | DEAD AREA | HVAC | HVAC CONTROLLER | 1 |  |  | NO REF |  |  |  | POOR
PIER 4 | ZONE 73 D | MENZIES | DEAD AREA | Electrical | ELT | 2 |  |  | NO REF |  |  |  | POOR
PIER 4 | ZONE 73 D | MENZIES | DEAD AREA | Electrical | NORMAL LIGHTING | 5 |  |  | NO REF |  |  |  | POOR
PIER 4 | ZONE 73 D | MENZIES | DEAD AREA | Electrical | ELECTRICAL RADIATORS . | 2 |  |  | NO REF |  |  |  | POOR
PIER 4 | ZONE 73 D | MENZIES | DEAD AREA | Fire | FIRE DOOR | 1 |  |  | T 1 -FDR 0713 |  |  |  | POOR
PIER 4 | ZONE 73 D | MENZIES | DEAD AREA | Fire | FIRE DOOR | 1 |  |  | NO REF |  |  |  | POOR
PIER 4 | ZONE 73 D | MENZIES | DEAD AREA | HVAC | HVAC UNIT | 1 |  |  | A/C 7 |  |  |  | POOR
PIER 4 | ZONE 73 E | MENZIES | DEAD AREA | Electrical | ELT | 2 |  |  | NO REF |  |  |  | POOR
PIER 4 | ZONE 73 E | MENZIES | DEAD AREA | Electrical | NORMAL LIGHTING | 4 |  |  | NO REF |  |  |  | POOR
PIER 4 | ZONE 73 E | MENZIES | DEAD AREA | Fire | FIRE DOOR | 1 |  |  | NO REF |  |  |  | POOR
PIER 4 | ZONE 73 E | MENZIES | DEAD AREA |  | SINKS | 2 |  |  | NO REF |  |  |  | POOR
PIER 4 | ZONE 73 E | MENZIES | DEAD AREA | Mechanical | WATER BOILER | 1 |  |  | NO REF | NEWLEC |  |  | POOR
PIER 4 | ZONE 73 F | MENZIES | DEAD AREA | Electrical | ELT | 1 |  |  | NO REF |  |  |  | POOR
PIER 4 | ZONE 73 F | MENZIES | DEAD AREA | Electrical | NORMAL LIGHTING | 1 |  |  | NO REF |  |  |  | POOR
PIER 4 | ZONE 73 F | MENZIES | DEAD AREA | Fire | FIRE DOOR | 2 |  |  | NO REF |  |  |  | POOR
PIER 4 | ZONE 73 F | MENZIES | DEAD AREA | Electrical | ELECTRICAL RADIATORS . | 3 |  |  | NO REF |  |  |  | POOR
PIER 4 | ZONE 73G | MENZIES | DEAD AREA | Electrical | NORMAL LIGHTING | 1 |  |  | NO REF |  |  |  | POOR
PIER 4 | ZONE 73G | MENZIES | DEAD AREA | Fire | FIRE DOOR | 1 |  |  | NO REF |  |  |  | POOR
PIER 4 | ZONE 73 H | MENZIES | DEAD AREA | Electrical | ELT | 2 |  |  | N0 REF |  |  |  | POOR
PIER 4 | ZONE 73 H | MENZIES | DEAD AREA | Electrical | NORMAL LIGHTING | 4 |  |  | N0 REF |  |  |  | POOR
PIER 4 | ZONE 73 H | MENZIES | DEAD AREA | Fire | FIRE DOOR | 2 |  |  | T 1 - FDR 0704 / 05 |  |  |  | POOR
PIER 4 | ZONE 73 H | MENZIES | DEAD AREA | HVAC | HVAC UNIT | 1 |  |  | A/C 4 |  |  |  | POOR
PIER 4 | ZONE 54 | GATE 8 A | DEAD AREA | Electrical | ELT | 14 |  |  | NO REF |  |  |  | AVERAGE
PIER 4 | ZONE 54 | GATE 8 A | DEAD AREA | Electrical | ELT | 1 |  |  | 11101 - ELT - LNM 10011 |  |  |  | AVERAGE
PIER 4 | ZONE 54 | GATE 8 A | DEAD AREA | Electrical | ELT | 1 |  |  | 11101 - ELT - LNM 10009 |  |  |  | AVERAGE
PIER 4 | ZONE 54 | GATE 8 A | DEAD AREA | Electrical | ELT | 1 |  |  | 11101 - ELT - LNM 10018 |  |  |  | AVERAGE
PIER 4 | ZONE 54 | GATE 8 A | DEAD AREA | Electrical | ELT | 1 |  |  | 11101 - ELT - LNM 10023 |  |  |  | AVERAGE
PIER 4 | ZONE 54 | GATE 8 A | DEAD AREA | Electrical | MAID NEW | 3 |  |  | NO REF |  |  |  | GOOD
PIER 4 | ZONE 54 | GATE 8 A | DEAD AREA | Electrical | DIU | 1 |  |  | NO REF |  |  |  | GOOD
PIER 4 | ZONE 54 | GATE 8 A | DEAD AREA | Electrical | NORMAL LIGHTING | 28 |  |  | NO REF |  |  |  | GOOD
PIER 4 | ZONE 54 | GATE 8 A | DEAD AREA | Fire | FIRE DOOR | 1 |  |  | T1 - FDR 0031 |  |  |  | GOOD
PIER 4 | ZONE 54 | GATE 8 A | DEAD AREA | Electrical | HEATER | 1 |  |  | ID 1760779 | HANOVIA |  |  | AVERAGE
PIER 4 | ZONE 54 | GATE 8 A | DEAD AREA | Mechanical | AIR CRAFT BOARDING BRIDGE | 1 |  |  | CHL 134 |  |  |  | AVERAGE
PIER 4 | ZONE 54 | GATE 8 A | DEAD AREA | Electrical | EMRGY SIGN | 1 |  |  | P4 -27 -SC - 8W |  |  |  | GOOD
PIER 4 | ZONE 54 | GATE 8 A | DEAD AREA | Electrical | EMRGY SIGN | 1 |  |  | NO REF |  |  |  | AVERAGE
PIER 4 | ZONE 54 | GATE 8 A | DEAD AREA | Electrical | NORMAL LIGHTING CONTROL | 3 |  |  | NO REF |  |  |  | GOOD
PIER 4 | ZONE 54 | GATE 8 A | DEAD AREA | Fire | SOUNDERS & BEACONS | 2 |  |  | NO REF |  |  |  | GOOD
EURO PIER | ZONE450 | EURO LOUNGE. | LIVE AREA | Fire | FIRE DOOR | 6 |  |  | NO REF |  |  |  | POOR
EURO PIER | ZONE450 | EURO LOUNGE. | LIVE AREA | LEPC | TRAVELATOR | 1 |  | PAXCON 25 | HAL 6100419 |  |  |  | AVERAGE
EURO PIER | ZONE450 | EURO LOUNGE. | LIVE AREA | Electrical | ELT | 1 |  |  | CUB 12-34 |  |  |  | POOR
EURO PIER | ZONE450 | EURO LOUNGE. | LIVE AREA | Electrical | ELT | 1 |  |  | CUB 12-35 |  |  |  | POOR
EURO PIER | ZONE450 | EURO LOUNGE. | LIVE AREA | IT | FIDS | 1 |  |  | FIDS - T1 - 537 -DEP -A-1 |  |  |  | AVERAGE
EURO PIER | ZONE450 | EURO LOUNGE. | LIVE AREA | Fire | FIRE DOOR | 1 |  |  | NO REF |  |  |  | POOR
EURO PIER | ZONE450 | EURO LOUNGE. | LIVE AREA | Electrical | MAID NEW | 1 |  |  | NO REF |  |  |  | GOOD
EURO PIER | ZONE450 | EURO LOUNGE. | LIVE AREA | Electrical | ERGY SIGN | 1 |  |  | EL -1F -06 -SC -36W |  |  |  | POOR
EURO PIER | ZONE450 | EURO LOUNGE. | LIVE AREA | Fire | FIRE DOOR | 4 |  |  | NO REF |  |  |  | GOOD
EURO PIER | ZONE450 | EURO LOUNGE. | LIVE AREA | IT | CCTV | 1 |  |  | NO REF | BOSCH |  |  | POOR
EURO PIER | ZONE450 | EURO LOUNGE. | LIVE AREA | IT | CCTV | 1 |  |  | CCTV -ICD - 10995 |  |  |  | AVERAGE
EURO PIER | ZONE450 | EURO LOUNGE. | LIVE AREA | Fire | FIRE DOOR | 1 |  |  | T1 - FDR 0657 |  |  |  | POOR
EURO PIER | ZONE450 | EURO LOUNGE. | LIVE AREA | Fire | FIRE DOOR | 1 |  |  | NO REF |  |  |  | POOR
EURO PIER | ZONE450 | EURO LOUNGE. | LIVE AREA | IT | CCTV | 1 |  |  | NO REF | SONY |  |  | AVERAGE
EURO PIER | ZONE450 | EURO LOUNGE. | LIVE AREA | Electrical | Static Signage | 1 |  | GATE B27 | NO REF |  |  |  | AVERAGE
EURO PIER | ZONE450 | EURO LOUNGE. | LIVE AREA | Electrical | Static Signage | 2 |  | GATES B28 - B49 | NO REF |  |  |  | AVERAGE
EURO PIER | ZONE450 | EURO LOUNGE. | LIVE AREA | Electrical | ELT | 1 |  |  | EL1 - C - 3 |  |  |  | AVERAGE
EURO PIER | ZONE450 | EURO LOUNGE. | LIVE AREA | LEPC | GOODS LIFT 20 | 1 |  |  | HAL 6100554 |  |  |  | POOR
EURO PIER | ZONE450 | EURO LOUNGE. | LIVE AREA | Electrical | CHECK IN DESK | 1 |  |  | LHR 1EL 05 |  |  |  | POOR
EURO PIER | ZONE450 | EURO LOUNGE. | LIVE AREA | Electrical | CHECK IN DESK | 1 |  |  | LHR 1EL 04 |  |  |  | POOR
EURO PIER | ZONE450 | EURO LOUNGE. | LIVE AREA | Electrical | CHECK IN DESK | 1 |  |  | LHR 1G346J |  |  |  | POOR
EURO PIER | ZONE450 | EURO LOUNGE. | LIVE AREA | Electrical | CHECK IN DESK | 1 |  |  | LHR 1G36K |  |  |  | POOR
EURO PIER | ZONE450 | EURO LOUNGE. | LIVE AREA | Electrical | EMGY SIGN | 1 |  |  | EL - 1F -03 -SC -36W |  |  |  | AVERAGE
EURO PIER | ZONE450 | EURO LOUNGE. | LIVE AREA | Electrical | Static Signage | 1 |  | TOILETS | NO REF |  |  |  | AVERAGE
EURO PIER | ZONE450 | EURO LOUNGE. | LIVE AREA | IT | CCTV | 1 |  |  | CCTV -ICD - 10917 |  |  |  | AVERAGE
EURO PIER | ZONE450 | EURO LOUNGE. | LIVE AREA | IT | FID S | 1 |  |  | ID 02142 | SAMSUNG |  |  | AVERAGE
EURO PIER | ZONE450 | EURO LOUNGE. | LIVE AREA | IT | WLAN | 1 |  |  | LHR 1038T1 -A1 -AP00094 |  |  |  | AVERAGE
EURO PIER | ZONE450 | EURO LOUNGE. | LIVE AREA | IT | ECAP | 1 |  |  | BAA - ECAP 2299 -A2 |  |  |  | AVERAGE
EURO PIER | ZONE450 | EURO LOUNGE. | LIVE AREA | Electrical | ELT | 1 |  |  | CBU 12-12 |  |  |  | AVERAGE
EURO PIER | ZONE450 | EURO LOUNGE. | LIVE AREA | Electrical | ELT | 1 |  |  | CBU 12-11 |  |  |  | AVERAGE
EURO PIER | ZONE450 | EURO LOUNGE. | LIVE AREA | Electrical | ELT | 1 |  |  | CBU 12 -13 |  |  |  | AVERAGE
EURO PIER | ZONE450 | EURO LOUNGE. | LIVE AREA | Electrical | CHECK IN DESK | 1 |  |  | LHR 1G38J |  |  |  | POOR
EURO PIER | ZONE450 | EURO LOUNGE. | LIVE AREA | Electrical | CHECK IN DESK | 1 |  |  | LHR 1G38K |  |  |  | POOR
EURO PIER | ZONE450 | EURO LOUNGE. | LIVE AREA | HVAC | HVAC GRIL | 52 |  |  | NO REF |  |  |  | POOR
EURO PIER | ZONE450 | EURO LOUNGE. | LIVE AREA | Electrical | ELT | 1 |  |  | CBU 12-14 |  |  |  | AVERAGE
EURO PIER | ZONE450 | EURO LOUNGE. | LIVE AREA | Electrical | Static Signage | 1 |  | GATE B27 A TOILETS | NO REF |  |  |  | AVERAGE
EURO PIER | ZONE450 | EURO LOUNGE. | LIVE AREA | Electrical | Static Signage | 1 |  | AIRLINE LOUNGE EL AL KING DAVID LOUNGE | NO REF |  |  |  | AVERAGE
EURO PIER | ZONE450 | EURO LOUNGE. | LIVE AREA | Electrical | CHECK IN DESK | 1 |  |  | LHR 1EL07 |  |  |  | POOR
EURO PIER | ZONE450 | EURO LOUNGE. | LIVE AREA | Electrical | CHECK IN DESK | 1 |  |  | LHR 1EL08 |  |  |  | POOR
EURO PIER | ZONE450 | EURO LOUNGE. | LIVE AREA | IT | FIDS | 1 |  |  | FIDS - T1 -039 -CID -A 1 | NEC |  |  | AVERAGE
EURO PIER | ZONE450 | EURO LOUNGE. | LIVE AREA | Electrical | EMGY SIGN | 1 |  |  | EL - 1F - 05 -SC -36W |  |  |  | GOOD
EURO PIER | ZONE450 | EURO LOUNGE. | LIVE AREA | Electrical | Static Signage | 1 |  | GATE B27 | NO REF |  |  |  | AVERAGE
EURO PIER | ZONE450 | EURO LOUNGE. | LIVE AREA | IT | FIDS | 1 |  |  | FIDS -T1 -514 -DEP -A 1 | NEC |  |  | AVERAGE
EURO PIER | ZONE450 | EURO LOUNGE. | LIVE AREA | IT | MICROPHONE | 1 |  |  | NO REF | MEDIA MATRIX N268 |  |  | POOR
EURO PIER | ZONE450 | EURO LOUNGE. | LIVE AREA | Fire | FIRE DOOR | 1 |  |  | T1 - FDR 0658 |  |  |  | POOR
EURO PIER | ZONE450 | EURO LOUNGE. | LIVE AREA | IT | ECAP | 1 |  |  | BAA - ECAP 2299 -A3 |  |  |  | AVERAGE
EURO PIER | ZONE450 | EURO LOUNGE. | LIVE AREA | Electrical | METER | 1 |  |  | ID 002374 |  |  |  | AVERAGE
EURO PIER | ZONE450 | EURO LOUNGE. | LIVE AREA | Electrical | 230 V SOCKET | 1 |  | NO 69 | DB B2- B -1R |  |  |  | POOR
EURO PIER | ZONE450 | EURO LOUNGE. | LIVE AREA | Electrical | 230 V SOCKET | 1 |  | NO70 | DB C1 - A 9R |  |  |  | POOR
EURO PIER | ZONE450 | EURO LOUNGE. | LIVE AREA | Fire | FIU | 2 |  |  | 217 -088 / 89 | GENT 34415 |  |  | AVERAGE
EURO PIER | ZONE450 | EURO LOUNGE. | LIVE AREA | Fire | FIU | 1 |  |  | NO REF | GENT 34415 |  |  | AVERAGE
EURO PIER | ZONE450 | EURO LOUNGE. | LIVE AREA | Electrical | ELT | 2 |  |  | NO REF |  |  |  | AVERAGE
EURO PIER | ZONE450 | EURO LOUNGE. | LIVE AREA | Electrical | ELT | 6 |  |  | CBU 12 - 18 /19 /20/21/22/23. |  |  |  | AVERAGE
EURO PIER | ZONE450 | EURO LOUNGE. | LIVE AREA | Electrical | ELT | 9 |  |  | CBU 12 - 27/28/29/30/31/32/33/34/35 |  |  |  | AVERAGE
EURO PIER | ZONE450 | EURO LOUNGE. | LIVE AREA | Electrical | MAID NEW | 1 |  |  | NO REF |  |  |  | GOOD
EURO PIER | ZONE450 | EURO LOUNGE. | LIVE AREA | Electrical | NORMAL LIGHTING CONTROL | 10 |  |  | NO REF |  |  |  | POOR
EURO PIER | ZONE450 | EURO LOUNGE. | LIVE AREA | Electrical | NORMAL LIGHTING | 241 |  |  | NO REF |  |  |  | AVERAGE
EURO PIER | ZONE450 | EURO LOUNGE. | LIVE AREA | Electrical | 415 V SOCKETS | 1 |  |  | DB 0414 -5L1 -5L2 - 3L3 |  |  |  | GOOD
EURO PIER | ZONE450 | EURO LOUNGE. | LIVE AREA | Electrical | 415 V SOCKETS | 1 |  |  | DB 0414 -6L1 - 6L2 - 6L3 |  |  |  | GOOD
EURO PIER | ZONE450 | EURO LOUNGE. | LIVE AREA | Electrical | 415 V SOCKETS | 1 |  |  | DB 0418 -4L1 - 4L2 - 4L3 |  |  |  | GOOD
EURO PIER | ZONE450 | EURO LOUNGE. | LIVE AREA | Electrical | 415 V SOCKETS | 1 |  |  | DB 0415 - 9L1 -9L2 -9L3 |  |  |  | GOOD
EURO PIER | ZONE450 | EURO LOUNGE. | LIVE AREA | Electrical | 415 V SOCKETS | 1 |  |  | DB 0415 - 2L1 -2L2 -2L3 |  |  |  | GOOD
PIER 4 | ZONE 57 | GATE 8 E | DEAD AREA | Electrical | NORMAL LIGHTING | 25 |  |  | NO REF |  |  |  | AVERAGE
PIER 4 | ZONE 57 | GATE 8 E | DEAD AREA | Electrical | DIU | 1 |  |  | NO REF |  |  |  | GOOD
PIER 4 | ZONE 57 | GATE 8 E | DEAD AREA | Electrical | ELT | 1 |  |  | 11101 - ELT - LNM 10015 |  |  |  | AVERAGE
PIER 4 | ZONE 57 | GATE 8 E | DEAD AREA | IT | PCU CONTROL UNIT | 1 |  |  | NO REF |  |  |  | POOR
PIER 4 | ZONE 57 | GATE 8 E | DEAD AREA | Electrical | ELECT/ HEATER | 2 |  |  | ID 01 - 7610512 /13 |  |  |  | AVERAGE
PIER 4 | ZONE 57 | GATE 8 E | DEAD AREA | Electrical | EMGY SIGN | 1 |  |  | P4 - 01 - SC - 30W |  |  |  | AVERAGE
PIER 4 | ZONE 57 | GATE 8 E | DEAD AREA | Fire | FIRE DOOR | 2 |  |  | T1 - FDR 0020 /21 |  |  |  | GOOD
PIER 4 | ZONE 57 | GATE 8 E | DEAD AREA | Electrical | MAID NEW | 3 |  |  | NO REF |  |  |  | GOOD
PIER 4 | ZONE 57 | GATE 8 E | DEAD AREA | Electrical | NORMAL LIGHTING CONTROL. | 3 |  |  | NO REF |  |  |  | AVERAGE
PIER 4 | ZONE 57 | GATE 8 E | DEAD AREA | Electrical | ELT | 3 |  |  | 11101 - ELT - LNM 10021 / 24 /27 |  |  |  | AVERAGE
PIER 4 | ZONE 57 | GATE 8 E | DEAD AREA | Fire | FIRE DOOR | 3 |  |  | T1 - FDR 0002 / 3 / 4 |  |  |  | GOOD
PIER 4 | ZONE 57 | GATE 8 E | DEAD AREA | Electrical | Static Signage | 1 |  | ARRIVALS - BAGGAGE RECLAIM | NO REF |  |  |  | AVERAGE
PIER 4 | ZONE 57 | GATE 8 E | DEAD AREA | Electrical | Static Signage | 1 |  | ARRIVALS | NO REF |  |  |  | AVERAGE
PIER 4 | ZONE 57 | GATE 8 E | DEAD AREA | Electrical | Static Signage | 1 |  | GATES | NO REF |  |  |  | AVERAGE
PIER 4 | ZONE 57 | GATE 8 E | DEAD AREA | Mechanical | AIR CRAFT BOARDING BRIDGE | 1 |  | AIR BRIDGE 110 | HAL 6100453 |  |  |  | POOR
PIER 4 | ZONE 57 | GATE 8 E | DEAD AREA | Fire | SOUNDER S & BEACONS. | 2 |  |  | NO REF |  |  |  | GOOD
PIER 4 | ZONE 57 | GATE 8 B | DEAD AREA | Electrical | ELT | 10 |  |  | NO REF |  |  |  | AVERAGE
PIER 4 | ZONE 57 | GATE 8 B | DEAD AREA | Electrical | NORMAL LIGHTING | 24 |  |  | NO REF |  |  |  | AVERAGE
PIER 4 | ZONE 57 | GATE 8 B | DEAD AREA | Electrical | NORMAL LIGHTING CONTROL. | 4 |  |  | NO REF |  |  |  | AVERAGE
PIER 4 | ZONE 57 | GATE 8 B | DEAD AREA | Electrical | MAID NEW | 3 |  |  | NO REF |  |  |  | GOOD
PIER 4 | ZONE 57 | GATE 8 B | DEAD AREA | Electrical | EMGY SIGN | 1 |  |  | P4 - 20 - SC 8W |  |  |  | AVERAGE
PIER 4 | ZONE 57 | GATE 8 B | DEAD AREA | Electrical | EMGY SIGN | 1 |  |  | P4 - 21 - SC 8W |  |  |  | AVERAGE
PIER 4 | ZONE 57 | GATE 8 B | DEAD AREA | Electrical | EMGY SIGN | 1 |  |  | P4-22 - SC 8W |  |  |  | AVERAGE
PIER 4 | ZONE 57 | GATE 8 B | DEAD AREA | Electrical | EMGY SIGN | 1 |  |  | P4 - 23 - SC W |  |  |  | AVERAGE
PIER 4 | ZONE 57 | GATE 8 B | DEAD AREA | Mechanical | AIR CRAFT BOARDING BRIDGE | 1 |  | AIR BRIDGE 106 | HAL 6100451 |  |  |  | POOR
PIER 4 | ZONE 57 | GATE 8 B | DEAD AREA | Electrical | ELECT/ HEATER | 1 |  |  | NO REF | DIMPLEX |  |  | AVERAGE
PIER 4 | ZONE 57 | GATE 8 B | DEAD AREA | Electrical | ELECT/ HEATER | 1 |  |  | ID 016971591 | HANOVIA |  |  | AVERAGE
PIER 4 | ZONE 57 | GATE 8 B | DEAD AREA | Electrical | ELECT/ HEATER | 1 |  |  | ID016589535 | HANOVIA |  |  | AVERAGE
PIER 4 | ZONE 57 | GATE 8 B | DEAD AREA | Fire | FIRE DOOR | 1 |  |  | T1 - FDR 0027 |  |  |  | GOOD
PIER 4 | ZONE 57 | GATE 8 B | DEAD AREA | Fire | SOUNDERS & BEACONS | 3 |  |  | NO REF |  |  |  | GOOD
PIER 4 | ZONE 56 | GATE 8 D | DEAD AREA | Electrical | DIU | 1 |  |  | NO REF |  |  |  | AVERAGE
PIER 4 | ZONE 56 | GATE 8 D | DEAD AREA | Fire | FIU | 1 |  |  | 1036 -28 |  |  |  | AVERAGE
PIER 4 | ZONE 56 | GATE 8 D | DEAD AREA | Electrical | MAID NEW | 3 |  |  | NO REF |  |  |  | GOOD
PIER 4 | ZONE 56 | GATE 8 D | DEAD AREA | Electrical | ELT | 2 |  |  | 11101 - ELT - LNM 10001 / 2 |  |  |  | AVERAGE
PIER 4 | ZONE 56 | GATE 8 D | DEAD AREA | Fire | FIRE DOOR | 3 |  |  | T 1 - FDR 0024 /25 /26 |  |  |  | AVERAGE
PIER 4 | ZONE 56 | GATE 8 D | DEAD AREA | Electrical | NORMAL LIGHTING CONTROL | 2 |  |  | NO REF |  |  |  | GOOD
PIER 4 | ZONE 56 | GATE 8 D | DEAD AREA | Electrical | ELT | 1 |  |  | 11101 - ELT - LNM 10008 |  |  |  | AVERAGE
PIER 4 | ZONE 56 | GATE 8 D | DEAD AREA | Fire | FIRE DOOR | 1 |  |  | T 1 - FDR 0015 |  |  |  | AVERAGE
PIER 4 | ZONE 56 | GATE 8 D | DEAD AREA | Electrical | EMGY SIGN | 1 |  |  | P4 - 12 -SC -18W |  |  |  | AVERAGE
PIER 4 | ZONE 56 | GATE 8 D | DEAD AREA | Electrical | EMGY SIGN | 1 |  |  | P4 - 11 -SC -30W |  |  |  | AVERAGE
PIER 4 | ZONE 56 | GATE 8 D | DEAD AREA | Mechanical | AIR CRAFT BOARDING BRIDGE | 1 |  | AIR BRIDGE 108 | HAL 6100452 |  |  |  | POOR
PIER 4 | ZONE 56 | GATE 8 D | DEAD AREA | Electrical | EMGY SIGN | 1 |  |  | NO REF |  |  |  | AVERAGE
PIER 4 | ZONE 56 | GATE 8 D | DEAD AREA | Electrical | NORMAL LIGHTING | 16 |  |  | NO REF |  |  |  | POOR
PIER 4 | ZONE 56 | GATE 8 D | DEAD AREA | Electrical | ELT | 5 |  |  | NO REF |  |  |  | AVERAGE
PIER 3 | ZONE 400 | DEPARTURE ROUTE | LIVE AREA | Fire | FIRE DOORS | 6 |  |  | NO REF |  |  |  | POOR
PIER 3 | ZONE 400 | DEPARTURE ROUTE | LIVE AREA | Electrical | Static Signage | 1 |  | GATE 17 / GATE 18-21 / GATE 16 | DB - 3C -1A -2 |  |  |  | AVERAGE
PIER 3 | ZONE 400 | DEPARTURE ROUTE | LIVE AREA | IT | CCTV | 3 |  |  | CCTV - ICD - 10882 /83 /84 | SONY |  |  | GOOD
PIER 3 | ZONE 400 | DEPARTURE ROUTE | LIVE AREA | IT | FIDS | I |  |  | BAA 463774 | SAMUNG |  |  | GOOD
PIER 3 | ZONE 400 | DEPARTURE ROUTE | LIVE AREA | IT | CCTV | 1 |  |  | NO REF | TOUHCSTONE ELECTRONICS |  |  | POOR
PIER 3 | ZONE 400 | DEPARTURE ROUTE | LIVE AREA | Electrical | Static Signage | 1 |  | GATE 16 | NO REF |  |  |  | AVERAGE
PIER 3 | ZONE 400 | DEPARTURE ROUTE | LIVE AREA | Electrical | Static Signage | 1 |  | GATES 18 -21 | NO REF |  |  |  | AVERAGE
PIER 3 | ZONE 400 | DEPARTURE ROUTE | LIVE AREA | LEPC | TRAVELATOR | 1 |  | T 1 -PAXCON 7 | HAL 6100476 |  |  |  | AVERAGE
PIER 3 | ZONE 400 | DEPARTURE ROUTE | LIVE AREA | Electrical | Static Signage | 1 |  | GATES 17 -GATES 16 | NO REF |  |  |  | AVERAGE
PIER 3 | ZONE 400 | DEPARTURE ROUTE | LIVE AREA | IT | CCTV | 1 |  |  | NO REF | PANASONIC WV -CP500 |  |  | AVERAGE
PIER 3 | ZONE 400 | DEPARTURE ROUTE | LIVE AREA | Electrical | MAID | 1 |  |  | NO REF |  |  |  | GOOD
PIER 3 | ZONE 400 | DEPARTURE ROUTE | LIVE AREA | IT | FIDS | 1 |  |  | 11134 -FIDS -INF00001 | SAMSUNG |  |  | GOOD
PIER 3 | ZONE 400 | DEPARTURE ROUTE | LIVE AREA | Mechanical | BAG SHUTE | 1 |  | 6101373 | LATE BAG CHUTE 117 |  |  |  | POOR
PIER 3 | ZONE 400 | DEPARTURE ROUTE | LIVE AREA | Electrical | D/B | 1 |  |  | PIER 3 D/B 2 |  |  |  | AVERAGE
PIER 3 | ZONE 400 | DEPARTURE ROUTE | LIVE AREA | Electrical | ELT | 1 |  |  | 11145 - ELT -LNM 00309 |  |  |  | AVERAGE
PIER 3 | ZONE 400 | DEPARTURE ROUTE | LIVE AREA | Electrical | EMGY SIGN | 1 |  |  | NO REF |  |  |  | GOOD
PIER 3 | ZONE 400 | DEPARTURE ROUTE | LIVE AREA | IT | FIDS | 1 |  |  | 11145 -FIDS - INF00002 | SAMSUNG |  |  | GOOD
PIER 3 | ZONE 400 | DEPARTURE ROUTE | LIVE AREA | Electrical | DIGITAL INFO SIGN | 3 |  |  | NO REF | SCANLITE |  |  | GOOD
PIER 3 | ZONE 400 | DEPARTURE ROUTE | LIVE AREA | Fire | SOUNDERS & BEACONS. | 3 |  |  | NO REF |  |  |  | AVERAGE
PIER 3 | ZONE 400 | DEPARTURE ROUTE | LIVE AREA | Electrical | Static Signage | 1 |  | GATE 21 / GATE 18,19 | NO REF |  |  |  | AVERAGE
PIER 3 | ZONE 400 | DEPARTURE ROUTE | LIVE AREA | Electrical | NORMAL LIGHTING | 142 |  |  | NO REF |  |  |  | AVERAGE
PIER 3 | ZONE 400 | DEPARTURE ROUTE | LIVE AREA | IT | WLAN | 1 |  |  | LHR1048T1-A5AP00024 |  |  |  | GOOD
PIER 3 | ZONE 400 | DEPARTURE ROUTE | LIVE AREA | IT | WLAN | 1 |  |  | LHR1048T1-A5AP00025 |  |  |  | GOOD
PIER 3 | ZONE 400 | DEPARTURE ROUTE | LIVE AREA | Electrical | ELT | 14 |  |  | 11145 - ELT - LNM 246 - 259 |  |  |  | AVERAGE
PIER 3 | ZONE 400 | DEPARTURE ROUTE | LIVE AREA | HVAC | HVAC GRIL | 26 |  |  | NO REF |  |  |  | POOR
PIER 3 | ZONE 400 | DEPARTURE ROUTE | LIVE AREA | Electrical | EMGY SIGN | 1 |  |  | NO REF |  |  |  | POOR
PIER 3 | ZONE 400A | TOILETS | LIVE AREA | Fire | FIRE DOOR | 1 |  |  | 11 |  |  |  | AVERAGE
PIER 3 | ZONE 400A | TOILETS | LIVE AREA | Electrical | HAND DRYER | 1 |  |  | NO REF |  |  |  | GOOD
PIER 3 | ZONE 400A | TOILETS | LIVE AREA | Mechanical | TOILET | 1 |  |  | NO REF |  |  |  | AVERAGE
PIER 3 | ZONE 400A | TOILETS | LIVE AREA |  | SOAP DISPENSOR | 1 |  |  | NO REF |  |  |  | GOOD
PIER 3 | ZONE 400A | TOILETS | LIVE AREA |  | SINK | 1 |  |  | NO REF |  |  |  | AVERAGE
PIER 3 | ZONE 400A | TOILETS | LIVE AREA | Electrical | NORMAL LIGHTING | 3 |  |  | NO REF |  |  |  | AVERAGE
PIER 3 | ZONE 400A | TOILETS | LIVE AREA | Electrical | ELT | 1 |  |  | 11145 - ELT - LNM 00308 |  |  |  | AVERAGE
| ZONE 400A | TOILETS | LIVE AREA |  | MIRROR | 1 |  |  | NO REF |  |  |  | GOOD
| ZONE 400A | TOILETS | LIVE AREA | Electrical | PANIC ALARM | 1 |  |  | NO REF |  |  |  | GOOD
| ZONE 400A | TOILETS | LIVE AREA | Fire | SOUNDERS & BEACONS | 1 |  |  | NO REF |  |  |  | GOOD
| ZONE 400A | TOILETS | LIVE AREA | Electrical | SALTO | 1 |  |  | NO REF |  |  |  | GOOD
| ZONE 400A | TOILETS | LIVE AREA | Electrical | D/B | 1 |  |  | 11145 LV/DB0001 |  |  |  | AVERAGE
| ZONE 400A | TOILETS | LIVE AREA |  | FLUSH VALVE | 1 |  |  | NO REF |  | D100 |  | AVERAGE
| ZONE 400A | TOILETS | LIVE AREA |  | OVER FLOW DECTION SYSTEM. | 1 |  |  | NO REF |  | D107/OFD |  | AVERAGE
| ZONE 400A | TOILETS | LIVE AREA | Fire | FIRE DOOR | 1 |  |  | NO REF |  |  |  | GOOD
PIER 3 | ZONE 401 | TEAM CENTRE | DEAD AREA | Electrical | FIDS | 1 |  |  | 6595810 | PANASONIC 42' |  |  | GOOD
PIER 3 | ZONE 401 | TEAM CENTRE | DEAD AREA | Electrical | DIU | 2 |  |  | NO REF |  |  |  | GOOD
PIER 3 | ZONE 401 | TEAM CENTRE | X | Fire | FIRE DOOR | 1 |  |  | T1 - FDR 0721 |  |  |  | AVERAGE
PIER 3 | ZONE 401 | TEAM CENTRE | DEAD AREA | Fire | FIIRE DOOR | 1 |  |  | T1 - FDR 0603 |  |  |  | AVERAGE
PIER 3 | ZONE 401 | TEAM CENTRE | DEAD AREA | Electrical | NORMAL LIGHTING | 84 |  |  | NO REF |  |  |  | AVERAGE
PIER 3 | ZONE 401 | TEAM CENTRE | DEAD AREA | Electrical | NOMAL LIGHTING CONTROL | 9 |  |  | NO REF |  |  |  | AVERAGE
PIER 3 | ZONE 401 | TEAM CENTRE | DEAD AREA | Fire | FIREDOOR | 2 |  |  | NO REF |  |  |  | AVERAGE
PIER 3 | ZONE 401 | TEAM CENTRE | DEAD AREA | Electrical | EMRGY SIGN | 2 |  |  | NO REF |  |  |  | POOR
PIER 3 | ZONE 401 | TEAM CENTRE | DEAD AREA | Electrical | MAID | 1 |  |  | NO REF |  |  |  | POOR
PIER 3 | ZONE 401 | TEAM CENTRE | DEAD AREA | Fire | SOUNDERS & BEACONS | 2 |  |  | NO REF |  |  |  | AVERAGE
PIER 3 | ZONE 401 | TEAM CENTRE | DEAD AREA |  | SINK | 1 |  |  | NO REF |  |  |  | AVERAGE
PIER 3 | ZONE 401 | TEAM CENTRE | DEAD AREA |  | SOAP DISPENSOR | 1 |  |  | NO REF |  |  |  | GOOD
PIER 3 | ZONE 401 | TEAM CENTRE | DEAD AREA | IT | KEY BOARD E/TICKET MACHINE | 2 |  |  | BAA 443129 / 30 |  |  |  | POOR
PIER 3 | ZONE 401 | TEAM CENTRE | DEAD AREA | Electrical | FRIDGE | 1 |  |  | NO REF |  |  |  | POOR
PIER 3 | ZONE 401 | TEAM CENTRE | DEAD AREA | Fire | FIRE DOOR | 1 |  |  | HAL L5913 |  |  |  | AVERAGE
PIER 3 | ZONE 401 | TEAM CENTRE | DEAD AREA | HVAC | HVAC GRIL | 28 |  |  | NO REF |  |  |  | POOR
PIER 3 | ZONE 401 | TEAM CENTRE | DEAD AREA | Electrical | EMRGY SIGN | 1 |  |  | NO REF |  |  |  | POOR
PIER 3 | ZONE 401 | TEAM CENTRE | DEAD AREA | Electrical | FREEZER | 1 |  |  | AP NO 29475 |  |  |  | AVERAGE
PIER 3 | ZONE 401 | TEAM CENTRE | DEAD AREA | Electrical | FRIDGE | 1 |  |  | AP NO PAT08 1733 |  |  |  | AVERAGE
PIER 3 | ZONE 401 | TEAM CENTRE | DEAD AREA | IT | FIDS | 1 |  |  | AP NO PAT10 01682 | PANASONIC 42' |  |  | AVERAGE
PIER 3 | ZONE 401 | TEAM CENTRE | DEAD AREA | Fire | FIRE DOOR | 2 |  |  | NO REF |  |  |  | AVERAGE
PIER 3 | ZONE 401 | TEAM CENTRE | DEAD AREA | Electrical | MICROWAVE | 1 |  |  | AP NO PAT12 05048 | PANASONIC |  |  | AVERAGE
PIER 3 | ZONE 401 | TEAM CENTRE | DEAD AREA | Electrical | DRY FAST BLOW HEATERS. | 1 |  |  | NO REF |  | DFE25 | 186113 B10 | GOOD
PIER 3 | ZONE 401 | TEAM CENTRE | DEAD AREA | Electrical | DRY FAST BLOW HEATERS. | 1 |  |  | NO REF |  | DFE25 | 186385 C10 | GOOD
PIER 3 | ZONE 401 | TEAM CENTRE | DEAD AREA | IT | FIDS | 1 |  |  | AP NO 10 01719 | NEC |  |  | AVERAGE
PIER 3 | ZONE 401 | TEAM CENTRE | DEAD AREA | IT | FIDS | 1 |  |  | AP NO 10 01718 | NEC |  |  | AVERAGE
PIER 3 | ZONE 401 | TEAM CENTRE | DEAD AREA | Fire | FIRE DOOR | 3 |  |  | NO REF |  |  |  | AVERAGE
PIER 3 | ZONE 401 A | TEAM CENTRE TOILETS | DEAD AREA |  | SOAP DISPENSORS | 4 |  |  | NO REF |  |  |  | GOOD
PIER 3 | ZONE 401 A | TEAM CENTRE TOILETS | DEAD AREA |  | URINALS | 2 |  |  | NO REF |  |  |  | AVERAGE
PIER 3 | ZONE 401 A | TEAM CENTRE TOILETS | DEAD AREA |  | TOILETS | 4 |  |  | NO REF |  |  |  | AVERAGE
PIER 3 | ZONE 401 A | TEAM CENTRE TOILETS | DEAD AREA | Electrical | HAND DRYERS | 2 |  |  | NO REF | XLERATOR |  |  | GOOD
PIER 3 | ZONE 401 A | TEAM CENTRE TOILETS | DEAD AREA |  | MIRRORS | 4 |  |  | NO REF |  |  |  | GOOD
PIER 3 | ZONE 401 A | TEAM CENTRE TOILETS | DEAD AREA | Electrical | NORMAL LIGHTING | 20 |  |  | NO REF |  |  |  | AVERAGE
PIER 3 | ZONE 401 A | TEAM CENTRE TOILETS | DEAD AREA |  | ELECTRIC HEATER | 1 |  |  | NO REF | DIMPLEX |  |  | GOOD
PIER 3 | ZONE 401 A | TEAM CENTRE TOILETS | DEAD AREA | Fire | FIRE DOOR | 3 |  |  | NO REF |  |  |  | AVERAGE
PIER 3 | ZONE 402 | STAIR CORE | LIVE AREA | Fire | FIRE DOOR | 1 |  |  | T1 - 0601 |  |  |  | POOR
PIER 3 | ZONE 402 | STAIR CORE | LIVE AREA | Electrical | MAID NEW | 2 |  |  | NO REF |  |  |  | GOOD
PIER 3 | ZONE 402 | STAIR CORE | LIVE AREA | Fire | FIRE DOOR | 1 |  |  | ID449 6480925 |  |  |  | POOR
PIER 3 | ZONE 402 | STAIR CORE | LIVE AREA | IT | DIU | 1 |  |  | NO REF |  |  |  | AVERAGE
PIER 3 | ZONE 402 | STAIR CORE | LIVE AREA | Fire | FIU | 1 |  |  | 2182 -100 |  | 34415 |  | AVERAGE
PIER 3 | ZONE 402 | STAIR CORE | LIVE AREA | Electrical | EMGY SIGN | 1 |  |  | P-3W/NO64/SC/30 |  |  |  | POOR
PIER 3 | ZONE 402 | STAIR CORE | LIVE AREA | Electrical | NORMAL LIGHTING | 6 |  |  | NO REF |  |  |  | POOR
PIER 3 | ZONE 402 | STAIR CORE | LIVE AREA | Fire | FIRE DOOR | 1 |  |  | P3/B17/05/06 |  |  |  | POOR
PIER 3 | ZONE 402 | STAIR CORE | LIVE AREA | Electrical | NORMAL LIGHTING CONTROL, | 2 |  |  | NO REF |  |  |  | POOR
PIER 3 | ZONE 403 | GATE 17 | LIVE AREA | Fire | FIRE DOOR | 1 |  |  | T1 - FDR 0599 |  |  |  | POOR
PIER 3 | ZONE 403 | GATE 17 | LIVE AREA | Electrical | ELT | 1 |  |  | 11145 - ELT -LNM00310 |  |  |  | AVERAGE
PIER 3 | ZONE 403 | GATE 17 | LIVE AREA | Electrical | CHECK IN DESK | 1 |  |  | LHR1G17B |  |  |  | POOR
PIER 3 | ZONE 403 | GATE 17 | LIVE AREA | Electrical | CHECK IN DESK | 1 |  |  | LHR1G17H |  |  |  | POOR
PIER 3 | ZONE 403 | GATE 17 | LIVE AREA | Electrical | ELT | 2 |  |  | NO REF |  |  |  | AVERAGE
PIER 3 | ZONE 403 | GATE 17 | LIVE AREA | Electrical | TV | 1 |  |  | NO REF | SUMSUNG 46' | UE46D8000YU | Z87L3SRC500127R | GOOD
PIER 3 | ZONE 403 | GATE 17 | LIVE AREA | Electrical | CHECK IN DESK | 1 |  |  | LHR1G17J |  |  |  | POOR
PIER 3 | ZONE 403 | GATE 17 | LIVE AREA | IT | PCU1 | 1 |  |  | NO REF | MEDIA MATRIX | N268 |  | POOR
PIER 3 | ZONE 403 | GATE 17 | LIVE AREA | Electrical | CHECK IN DESK | 1 |  |  | LHR1G17K |  |  |  | POOR
PIER 3 | ZONE 403 | GATE 17 | LIVE AREA | Fire | FIRE DOOR | 1 |  |  | 447- 6480916 |  |  |  | POOR
PIER 3 | ZONE 403 | GATE 17 | LIVE AREA | Electrical | DIU | 1 |  |  | NO REF |  |  |  | POOR
PIER 3 | ZONE 403 | GATE 17 | LIVE AREA | Electrical | EMGY SIGN | 1 |  |  | P3-60-SC-18W |  |  |  | POOR
PIER 3 | ZONE 403 | GATE 17 | LIVE AREA | Electrical | Static Signage | 1 |  | NO SMOKING | NO REF |  |  |  | POOR
PIER 3 | ZONE 403 | GATE 17 | LIVE AREA | Electrical | MAID NEW | 1 |  |  | NO REF |  |  |  | GOOD
PIER 3 | ZONE 403 | GATE 17 | LIVE AREA | Fire | FIRE DOOR | 1 |  |  | NO REF |  |  |  | POOR
PIER 3 | ZONE 403 | GATE 17 | LIVE AREA | Electrical | NORMAL LIGHTING | 55 |  |  | NO REF |  |  |  | AVERAGE
PIER 3 | ZONE 403 | GATE 17 | LIVE AREA | Electrical | NORMAL LIGHTING CONTROL. | 8 |  |  | NO REF |  |  |  | GOOD
PIER 3 | ZONE 403 | GATE 17 | LIVE AREA | HVAC | HVAC UNIT | 1 |  |  | NO REF | THERMOSCREENS |  |  | AVERAGE
PIER 3 | ZONE 403 | GATE 17 | LIVE AREA | HVAC | HVAC GRIL | 6 |  |  | NO REF |  |  |  | AVERAGE
PIER 3 | ZONE 403 | GATE 17 | LIVE AREA | IT | WLAN | 1 |  |  | LHR1048T1-A5-AP0022 |  |  |  | GOOD
PIER 3 | ZONE 403 | GATE 17 | LIVE AREA | Fire | FIRE DOOR | 1 |  |  | 445- 648096 |  |  |  | POOR
PIER 3 | ZONE 403 | GATE 17 | LIVE AREA | Electrical | MAID NEW | 1 |  |  | NO REF |  |  |  | GOOD
PIER 3 | ZONE 403 | GATE 17 | LIVE AREA | Electrical | Static Signage | 3 |  | ARRIVALS BAGGAGE RECLAIM. FLT CONNECTIONS | NO REF |  |  |  | GOOD
PIER 3 | ZONE 403 | GATE 17 | LIVE AREA | Electrical | CHECK IN DESK |  |  |  | LHR1G17F |  |  |  | AVERAGE
PIER 3 | ZONE 403 | GATE 17 | LIVE AREA | Electrical | DIU | 2 |  |  | NO REF |  |  |  | GOOD
PIER 3 | ZONE 403 | GATE 17 | LIVE AREA | Electrical | MAID NEW | 2 |  |  | NO REF |  |  |  | GOOD
PIER 3 | ZONE 403 | GATE 17 | LIVE AREA | Fire | FIU | 1 |  |  | NO REF | GENT | 34415 |  | AVERAGE
PIER 3 | ZONE 403 | GATE 17 | LIVE AREA | Fire | FIRE DOOR | 1 |  |  | 447 - 6480916 |  |  |  | AVERAGE
PIER 3 | ZONE 403 | GATE 17 | LIVE AREA | Fire | FIRE DOOR | 1 |  |  | 445 - 6480906 |  |  |  | AVERAGE
PIER 3 | ZONE 403 | GATE 17 | LIVE AREA | IT | CCTV | 1 |  |  | CCTV - ICD -10876 |  |  |  | GOOD
PIER 3 | ZONE 403 | GATE 17 | LIVE AREA | Fire | FIRE DOOR | 1 |  |  | NO REF |  |  |  | GOOD
PIER 3 | ZONE 403 | GATE 17 | LIVE AREA | Electrical | EMGY SIGN | 1 |  |  | P3-59-SC-18W |  |  |  | POOR
PIER 3 | ZONE 403 | GATE 17 | LIVE AREA | Electrical | EMGY SIGN | 1 |  |  | NO REF |  |  |  | AVERAGE
PIER 3 | ZONE 403 | GATE 17 | LIVE AREA | Mechanical | AIRBRIDGE 117 | 1 |  |  | HAL 100355 |  |  |  | POOR
PIER 3 | ZONE 403 | GATE 17 | LIVE AREA | Electrical | DIU | 1 |  |  | NO REF |  |  |  | AVERAGE
PIER 3 | ZONE 403 | GATE 17 | LIVE AREA | Electrical | MAID NEW | 2 |  |  | NO REF |  |  |  | GOOD
PIER 3 | ZONE 403 | GATE 17 | LIVE AREA | Fire | FIREDOOR | 1 |  |  | P3/B17/11 |  |  |  | POOR
PIER 3 | ZONE 403 | GATE 17 | LIVE AREA | Electrical | EMGY SIGN | 1 |  |  | NO REF |  |  |  | POOR
PIER 3 | ZONE 403 | GATE 17 | LIVE AREA | Fire | FIRE DOOR | 2 |  |  | P3/B17/12/ 13 |  |  |  | POOR
PIER 3 | ZONE 404 | GATE 19 | LIVE AREA | Fire | FIRE DOOR | 1 |  |  | 443-648882 |  |  |  | AVERAGE
PIER 3 | ZONE 404 | GATE 19 | LIVE AREA | Fire | FIU | 1 |  |  | 2182 - 015 | GENT | 34415 |  | AVERAGE
PIER 3 | ZONE 404 | GATE 19 | LIVE AREA | Electrical | NORMAL LIGHTING | 44 |  |  | NO REF |  |  |  | AVERAGE
PIER 3 | ZONE 404 | GATE 19 | LIVE AREA | Electrical | ELT | 10 |  |  | NO REF |  |  |  | AVERAGE
PIER 3 | ZONE 404 | GATE 19 | LIVE AREA | HVAC | HVAC GRIL | 15 |  |  | NO REF |  |  |  | AVERAGE
PIER 3 | ZONE 404 | GATE 19 | LIVE AREA | Electrical | CHECK IN DESK | 1 |  |  | LHR1G19H |  |  |  | POOR
PIER 3 | ZONE 404 | GATE 19 | LIVE AREA | Electrical | TV | 1 |  |  | NO REF | SAMSUNG 46' | UE46D8000YU |  | GOOD
PIER 3 | ZONE 404 | GATE 19 | LIVE AREA | Mechanical | BAG CHUTE | 1 |  | 6101375 | LATE BAG CHUTE 119 |  |  |  | POOR
PIER 3 | ZONE 404 | GATE 19 | LIVE AREA | Electrical | MAID NEW | 2 |  |  | NO REF |  |  |  | GOOD
PIER 3 | ZONE 404 | GATE 19 | LIVE AREA | Electrical | CHECK IN DESK | 1 |  |  | LHR1G19K |  |  |  | POOR
PIER 3 | ZONE 404 | GATE 19 | LIVE AREA | Electrical | CHECK IN DESK | 1 |  |  | LHR1ZG19J |  |  |  | POOR
PIER 3 | ZONE 404 | GATE 19 | LIVE AREA | IT | PCU 1 | 1 |  |  | NO REF | MEDIA MATRIX | N268 |  | POOR
PIER 3 | ZONE 404 | GATE 19 | LIVE AREA | Electrical | EMGY SIGN | 1 |  |  | P3-58-SC-30W |  |  |  | POOR
PIER 3 | ZONE 404 | GATE 19 | LIVE AREA | Fire | FIRE DOOR | 1 |  |  | 441 - 6480877 |  |  |  | AVERAGE
PIER 3 | ZONE 404 | GATE 19 | LIVE AREA | Fire | FIRE DOOR | 1 |  |  | 442 -6480881 |  |  |  | POOR
PIER 3 | ZONE 404 | GATE 19 | LIVE AREA | IT | WLAN | 1 |  |  | LHR1280T1-A1-APOOO21 |  |  |  | GOOD
PIER 3 | ZONE 404 | GATE 19 | LIVE AREA | HVAC | HVAC UNIT | 1 |  |  | NO REF | THERMOSCREENS |  |  | POOR
PIER 3 | ZONE 404 | GATE 19 | LIVE AREA | Fire | FIU | 1 |  |  | 2182-021 | GENT | 34415 |  | AVERAGE
PIER 3 | ZONE 404 | GATE 19 | LIVE AREA | Electrical | DIU | 2 |  |  | NO REF |  |  |  | AVERAGE
PIER 3 | ZONE 404 | GATE 19 | LIVE AREA | Electrical | EMGY SIGN | 1 |  |  | P3/57/SC30W |  |  |  | POOR
PIER 3 | ZONE 404 | GATE 19 | LIVE AREA | Electrical | CHECK IN DESK | 1 |  |  | LHR1G19F |  |  |  | POOR
PIER 3 | ZONE 404 | GATE 19 | LIVE AREA | Electrical | Static Signage | 1 |  | GATE 19 | G19/P1B |  |  |  | POOR
PIER 3 | ZONE 404 | GATE 19 | LIVE AREA | Mechanical | AIRBRIDGE 119 | 1 |  |  | HAL 6100356 |  |  |  | POOR
PIER 3 | ZONE 404 | GATE 19 | LIVE AREA | Electrical | NORMAL LIGHTING | 14 |  |  | NO REF |  |  |  | POOR
PIER 3 | ZONE 404 | GATE 19 | LIVE AREA | Electrical | MAID NEW | 2 |  |  | NO REF |  |  |  | GOOD
PIER 3 | ZONE 404 | GATE 19 | LIVE AREA | Fire | FIU | 1 |  |  | 2182-027 |  |  |  | AVERAGE
PIER 3 | ZONE 404 | GATE 19 | LIVE AREA | Electrical | DIU | 1 |  |  | NO REF |  |  |  | AVERAGE
PIER 3 | ZONE 404 | GATE 19 | LIVE AREA | Fire | FIRE DOOR | 1 |  |  | NO REF |  |  |  | POOR
PIER 3 | ZONE 404 | GATE 19 | LIVE AREA | Electrical | Static Signage | 1 |  | ARRIVALS, BAGGAGE RECLAIM, FLT CONNECTIONS. | NO REF |  |  |  | AVERAGE
PIER 3 | ZONE 404 | GATE 19 | LIVE AREA | Electrical | DIU | 3 |  |  | NO REF |  |  |  | AVERAGE
PIER 3 | ZONE 404 | GATE 19 | LIVE AREA | Fire | FIU | 1 |  |  | 2182-046 |  |  |  | AVERAGE
PIER 3 | ZONE 404 | GATE 19 | LIVE AREA | Fire | FIRE DOOR | 1 |  |  | P3/B19/09 |  |  |  | AVERAGE
PIER 3 | ZONE 404 | GATE 19 | LIVE AREA | Electrical | MAID NEW | 2 |  |  | NO REF |  |  |  | GOOD
PIER 3 | ZONE 404 | GATE 19 | LIVE AREA | Fire | FIRE DOOR | 3 |  |  | NO REF |  |  |  | AVERAGE
PIER 3 | ZONE 404 | GATE 19 | LIVE AREA | Fire | FIRE DOOR | 1 |  |  | T1 - FRD 0606 |  |  |  | AVERAGE
PIER 3 | ZONE 404 | GATE 19 | LIVE AREA | Fire | SOUNDERS & BEACON. | 2 |  |  | NO REF |  |  |  | AVERAGE
PIER 3 | ZONE 405 | GATE 21 | LIVE AREA | Fire | FIRE DOOR | 1 |  |  | T 1 -FDR 0615 |  |  |  | AVERAGE
PIER 3 | ZONE 405 | GATE 21 | LIVE AREA | Fire | FIRE DOOR | 1 |  |  | NO REF |  |  |  | AVERAGE
PIER 3 | ZONE 405 | GATE 21 | LIVE AREA | Electrical | CHECK IN DESK | 1 |  |  | L2R121AH |  |  |  | AVERAGE
PIER 3 | ZONE 405 | GATE 21 | LIVE AREA | Electrical | CHECK IN DESK | 1 |  |  | L2R121AB |  |  |  | AVERAGE
PIER 3 | ZONE 405 | GATE 21 | LIVE AREA | Electrical | CHECK IN DESK | 1 |  |  | L2R121BB |  |  |  | AVERAGE
PIER 3 | ZONE 405 | GATE 21 | LIVE AREA | Electrical | CHECK IN DESK | 1 |  |  | L2R12BH |  |  |  | AVERAGE
PIER 3 | ZONE 405 | GATE 21 | LIVE AREA | IT | FIDS | 1 |  | BAA 465768 | FIDS/DSD/MON/00002 |  |  |  | GOOD
PIER 3 | ZONE 405 | GATE 21 | LIVE AREA | IT | FIDS | 1 |  |  | FIDS/DSD/MON00006 |  |  |  | GOOD
PIER 3 | ZONE 405 | GATE 21 | LIVE AREA | IT | FIDS | 1 |  | BAA 465767 | FIDS/DSD/MON00001 |  |  |  | GOOD
PIER 3 | ZONE 405 | GATE 21 | LIVE AREA | IT | FIDS | 1 |  |  | FIDS/DSD/MON00005 |  |  |  | GOOD
PIER 3 | ZONE 405 | GATE 21 | LIVE AREA | Electrical | NORMAL LIGHTING .. | 86 |  |  | NO REF |  |  |  | AVERAGE
PIER 3 | ZONE 405 | GATE 21 | LIVE AREA | Electrical | ELT | 17 |  |  | NO REF |  |  |  | AVERAGE
PIER 3 | ZONE 405 | GATE21 | LIVE AREA | IT | WLAN | 1 |  |  | LHR1280T1- A1 - AP00023 |  |  |  | GOOD
PIER 3 | ZONE 405 | GATE 21 | LIVE AREA | IT | WLAN | 1 |  |  | LHR1280T1- A1 - AP00020 |  |  |  | GOOD
PIER 3 | ZONE 405 | GATE 21 | LIVE AREA | IT | WLAN | 1 |  |  | LHR1280T-1AP -AP00267 |  |  |  | GOOD
PIER 3 | ZONE 405 | GATE 21 | LIVE AREA | Mechanical | BAG CHUTE | 1 |  | 6101377 | LATE BAG 121 |  |  |  | POOR
PIER 3 | ZONE 405 | GATE 21 | LIVE AREA | Fire | FIU | 1 |  |  | 2025-25 | GENT | 34415 |  | AVERAGE
PIER 3 | ZONE 405 | GATE 21 | LIVE AREA | Electrical | TV | 1 |  |  | NO REF | SAMSUNG 46' | UE46D8000YU |  | GOOD
PIER 3 | ZONE 405 | GATE 21 | LIVE AREA | Electrical | CHECK IN DESK | 1 |  |  | L2R121AJ |  |  |  | AVERAGE
PIER 3 | ZONE 405 | GATE 21 | LIVE AREA | Electrical | CHECK IN DESK | 1 |  |  | L2R121AK |  |  |  | AVERAGE
PIER 3 | ZONE 405 | GATE 21 | LIVE AREA | Electrical | CHECK IN DESK | 1 |  |  | L2R1211BJ |  |  |  | AVERAGE
PIER 3 | ZONE 405 | GATE 21 | LIVE AREA | Electrical | CHECK IN DESK | 1 |  |  | LHR121BK |  |  |  | AVERAGE
PIER 3 | ZONE 405 | GATE 21 | LIVE AREA | Electrical | MAIN NEW | 2 |  |  | NO REF |  |  |  | GOOD
PIER 3 | ZONE 405 | GATE 21 | LIVE AREA | IT | FIDS | 1 |  |  | FIDS/DSD/MON00004 |  |  |  | GOOD
PIER 3 | ZONE 405 | GATE 21 | LIVE AREA | IT | FIDS | 1 |  |  | FIDS/DSD/MON00008 |  |  |  | GOOD
PIER 3 | ZONE 405 | GATE 21 | LIVE AREA | Electrical | MAID | 1 |  |  | ACC.CDV/RE00109 |  |  |  | AVERAGE
PIER 3 | ZONE 405 | GATE 21 | LIVE AREA | Electrical | EMGY SIGN | 2 |  |  | NO REF |  |  |  | GOOD
PIER 3 | ZONE 405 | GATE 21 | LIVE AREA | IT | FIDS | 1 |  |  | FIDS/DSD/MON/00003 |  |  |  | GOOD
PIER 3 | ZONE 405 | GATE 21 | LIVE AREA | IT | FIDS | 1 |  |  | FIDS/DSD/MON/00007 |  |  |  | GOOD
PIER 3 | ZONE 405 | GATE 21 | LIVE AREA | Fire | FIU | 1 |  |  | 2025-29 |  |  |  | AVERAGE
PIER 3 | ZONE 405 | GATE 21 | LIVE AREA | Electrical | Static Signage | 1 |  | GATE 21 B | NO REF |  |  |  | AVERAGE
PIER 3 | ZONE 405 | GATE 21 | LIVE AREA | Electrical | Static Signage | 1 |  | GATE 21 B | NO REF |  |  |  | AVERAGE
PIER 3 | ZONE 405 | GATE 21 | LIVE AREA | IT | FIDS | 1 |  |  | FIDS/DSD/MON00003 |  |  |  | GOOD
PIER 3 | ZONE 405 | GATE 21 | LIVE AREA | Electrical | EMGY SIGN | 1 |  |  | NO REF |  |  |  | AVERAGE
PIER 3 | ZONE 405 | GATE 21 | LIVE AREA | IT | WLAN | 1 |  |  | ONE2ONE A23/3 |  |  |  | POOR
PIER 3 | ZONE 405 | GATE 21 | LIVE AREA | Electrical | MAID | 1 |  |  | ACC/CDV/RE00020 |  |  |  | AVERAGE
PIER 3 | ZONE 406 | GATE 21A | LIVE AREA | Electrical | MAID | 1 |  |  | ACC/CDV/RE00104 |  |  |  | AVERAGE
PIER 3 | ZONE 406 | GATE 21A | LIVE AREA | Electrical | MAID | 1 |  |  | ACC/CDV/RE00103 |  |  |  | AVERAGE
PIER 3 | ZONE 406 | GATE 21A | LIVE AREA | Electrical | EMGY SIGN | 1 |  |  | NO REF |  |  |  | AVERAGE
PIER 3 | ZONE 406 | GATE 21A | LIVE AREA | Fire | FIREDOOR | 1 |  |  | NO REF |  |  |  | AVERAGE
PIER 3 | ZONE 406 | GATE 21A | LIVE AREA | HVAC | HAVAC UNIT | 1 |  |  | NO REF | THERMOSCREENS |  |  | AVERAGE
PIER 3 | ZONE 406 | GATE 21A | LIVE AREA | Fire | FIRE DOOR | 1 |  |  | T 1- FDR 0616 |  |  |  | AVERAGE
PIER 3 | ZONE 406 | GATE 21A | LIVE AREA | Electrical | ELT | 1 |  |  | 11145- ELT-LNM00303 |  |  |  | AVERAGE
PIER 3 | ZONE 406 | GATE 21A | LIVE AREA | Electrical | ELT | 1 |  |  | 11145 -ELT-LNM00300 |  |  |  | AVERAGE
PIER 3 | ZONE 406 | GATE 21A | LIVE AREA | Electrical | ELT | 1 |  |  | 11145-ELT-LNM00301 |  |  |  | AVERAGE
PIER 3 | ZONE 406 | GATE 21A | LIVE AREA | Electrical | NORMAL LIGHTING CONTROL. | 2 |  |  | NO REF |  |  |  | GOOD
PIER 3 | ZONE 406 | GATE 21A | LIVE AREA | Electrical | CHECK IN DESK | 1 |  |  | L2R121AF |  |  |  | POOR
PIER 3 | ZONE 406 | GATE 21A | LIVE AREA | Mechanicle | AIRBRIDGE 121 A | 1 |  |  | HAL 6100357 |  |  |  | POOR
PIER 3 | ZONE 406 | GATE 21A | LIVE AREA | Electrical | DIU | 3 |  |  | ACC-INF00058 /59/60 |  |  |  | GOOD
PIER 3 | ZONE 406 | GATE 21A | LIVE AREA | Electrical | DIU | 2 |  |  | NO REF |  |  |  | AVERAGE
PIER 3 | ZONE 406 | GATE 21A | LIVE AREA | Fire | FIU | 4 |  |  | NO REF | GENT | 34415 |  | AVERAGE
PIER 3 | ZONE 406 | GATE 21A | LIVE AREA | Electrical | EMGY SIGN | 1 |  |  | NO REF |  |  |  | AVERAGE
PIER 3 | ZONE 406 | GATE 21A | LIVE AREA | Fire | FIRE DOOR | 1 |  |  | P3/B21/11 |  |  |  | POOR
PIER 3 | ZONE 406 | GATE 21A | LIVE AREA | Electrical | MAID NEW | 1 |  |  | NO REF |  |  |  | GOOD
PIER 3 | ZONE 406 | GATE 21A | LIVE AREA | Fire | FIU | 1 |  |  | 202-5-053 | GENT | 34415 |  | AVERAGE
PIER 3 | ZONE 406 | GATE 21A | LIVE AREA | Electrical | DIU | 1 |  |  | NO REF |  |  |  | AVERAGE
PIER 3 | ZONE 406 | GATE 21A | LIVE AREA | Electrical | ELT | 1 |  |  | 11145- ELT/LNM00295 |  |  |  | AVERAGE
PIER 3 | ZONE 406 | GATE 21A | LIVE AREA | Electrical | NORMAL LIGHTING . | 15 |  |  | NO REF |  |  |  | AVERAGE
PIER 3 | ZONE 407 | GATE 21B | LIVE AREA | Electrical | MAID | 1 |  |  | ACC/CDV/RE00108 |  |  |  | AVERAGE
PIER 3 | ZONE 407 | GATE 21B | LIVE AREA | Electrical | MAID | 1 |  |  | ACC/CDV/RE00107 |  |  |  | AVERAGE
PIER 3 | ZONE 407 | GATE 21B | LIVE AREA | Electrical | DIU | 3 |  |  | NO REF |  |  |  | AVERAGE
PIER 3 | ZONE 407 | GATE 21B | LIVE AREA | Electrical | DIU | 1 |  |  | ACC/INF00061 |  |  |  | GOOD
PIER 3 | ZONE 407 | GATE 21B | LIVE AREA | Fire | FIU | 1 |  |  | 2025-041 |  |  |  | AVERAGE
PIER 3 | ZONE 407 | GATE 21B | LIVE AREA | Fire | FIU | 1 |  |  | NO REF |  |  |  | AVERAGE
PIER 3 | ZONE 407 | GATE 21B | LIVE AREA | Electrical | M AID NEW | 1 |  |  | NO REF |  |  |  | GOOD
PIER 3 | ZONE 407 | GATE 21B | LIVE AREA | Electrical | Static Signage | 1 |  | ARRIVALS BAGGAGR RECLAIM, FLT. CONNECTIONS | DB/G21/1B |  |  |  | AVERAGE
PIER 3 | ZONE 407 | GATE 21B | LIVE AREA | Hvac | HVAC UNIT | 1 |  |  | ID 253515 | ROBUS |  |  | AVERAGE
PIER 3 | ZONE 407 | GATE 21B | LIVE AREA | Electrical | EMRGY SIGN | 1 |  |  | NO REF |  |  |  | GOOD
PIER 3 | ZONE 407 | GATE 21B | LIVE AREA | Electrical | Static Signage | 1 |  | GATE 21B | NO REF |  |  |  | GOOD
PIER 3 | ZONE 407 | GATE 21B | LIVE AREA | Electrical | ELT | 1 |  |  | 11145- ELT-LNM00302 |  |  |  | AVERAGE
PIER 3 | ZONE 407 | GATE 21B | LIVE AREA | Electrical | MAID | 1 |  |  | ACC/CDV/RE00105 |  |  |  | AVERAGE
PIER 3 | ZONE 407 | GATE 21B | LIVE AREA | Electrical | NORMAL LIGHTING CONTROL. | 8 |  |  | NO REF |  |  |  | GOOD
PIER 3 | ZONE 407 | GATE 21B | LIVE AREA | Fire | FIRE DOOR | 1 |  |  | NO REF |  |  |  | AVERAGE
PIER 3 | ZONE 407 | GATE 21B | LIVE AREA | Electrical | ELT | 7 |  |  | ELT/LNM00317 /18 /19 /20 /21 /22 /23. |  |  |  | AVERAGE
PIER 3 | ZONE 407 | GATE 21B | LIVE AREA | Hvac | HVAC GRIL | 8 |  |  | NO REF |  |  |  | GOOD
PIER 3 | ZONE 407 | GATE 21B | LIVE AREA | Electrical | NORMAL LIGHTING . | 34 |  |  | NO REF |  |  |  | AVERAGE
PIER 3 | ZONE 407 | GATE 21B | LIVE AREA | Fire | FIREDOOR | 1 |  |  | NO REF |  |  |  | AVERAGE
PIER 3 | ZONE 407 | GATE 21B | LIVE AREA | Electrical | Static Signage | 1 |  | ARRIVALS. | NO REF |  |  |  | GOOD
PIER 3 | ZONE 407 | GATE 21B | LIVE AREA | Electrical | MAID | 1 |  |  | ACC/DVR/RE00106 |  |  |  | AVERAGE
PIER 4 | ZONE 76 | GATE 2 STAIR CASE & ENTRANCE LOBBY | DEAD AREA | Fire | FIRE DOOR | 1 |  |  | 11101 -WLL-FDR 10002 |  |  |  | AVERAGE
PIER 4 | ZONE 76 | GATE 2 STAIR CASE & ENTRANCE LOBBY | DEAD AREA | Fire | FIRE DOOR | 1 |  |  | T 1 - FDR 0091 |  |  |  | AVERAGE
PIER 4 | ZONE 76 | GATE 2 STAIR CASE & ENTRANCE LOBBY | DEAD AREA | Fire | FIRE DOOR | 1 |  |  | T1 - FDR 0092 |  |  |  | AVERAGE
PIER 4 | ZONE 76 | GATE 2 STAIR CASE & ENTRANCE LOBBY | DEAD AREA | Electrical | MAID | 1 |  |  | 10493028 |  |  |  | GOOD
PIER 4 | ZONE 76 | GATE 2 STAIR CASE & ENTRANCE LOBBY | DEAD AREA |  | GOODS LIFT 65 | 1 |  |  | HAL 6117010 |  |  |  | AVERAGE
PIER 4 | ZONE 76 | GATE 2 STAIR CASE & ENTRANCE LOBBY | DEAD AREA | Electrical | EMRGY SIGN | 2 |  |  | NO REF |  |  |  | AVERAGE
PIER 4 | ZONE 76 | GATE 2 STAIR CASE & ENTRANCE LOBBY | DEAD AREA | Fire | FIU | 1 |  |  | 1221 - 54 | GENT | 34415 |  | AVERAGE
PIER 4 | ZONE 76 | GATE 2 STAIR CASE & ENTRANCE LOBBY | DEAD AREA | Electrical | NORMAL LIGHTING | 16 |  |  | NO REF |  |  |  | POOR
PIER 4 | ZONE 76 | GATE 2 STAIR CASE & ENTRANCE LOBBY | DEAD AREA | Electrical | ELT | 2 |  |  | NO REF |  |  |  | AVERAGE
PIER 4 | ZONE 81 | GATE 2 SECURITY STAFF KITCHEN. | DEAD AREA | Electrical | DB | 1 |  | 37-4FF-B1 | ASSSET 660 |  |  |  | AVERAGE
PIER 4 | ZONE 81 | GATE 2 SECURITY STAFF KITCHEN. | DEAD AREA | Electrical | PANEL | 1 |  |  | 37-4FF-B1 |  |  |  | AVERAGE
PIER 4 | ZONE 81 | GATE 2 SECURITY STAFF KITCHEN. | DEAD AREA | Electrical | METER | 1 |  |  | ID 002370 |  |  |  | AVERAGE
PIER 4 | ZONE 81 | GATE 2 SECURITY STAFF KITCHEN. | DEAD AREA | Electrical | ISOLATOR | 1 |  |  | NO REF | EXCEL 100A |  |  | AVERAGE
PIER 4 | ZONE 81 | GATE 2 SECURITY STAFF KITCHEN. | DEAD AREA | Fire | FIRE DOOR | 2 |  |  | NO REF |  |  |  | AVERAGE
PIER 4 | ZONE 81 | GATE 2 SECURITY STAFF KITCHEN. | DEAD AREA | Hvac | HVAC UNIT | 1 |  |  | NO REF | DAIKIN |  |  | POOR
PIER 4 | ZONE 81 | GATE 2 SECURITY STAFF KITCHEN. | DEAD AREA | Hvac | HVAC CONTROL | 1 |  |  | NO REF |  |  |  | AVERAGE
PIER 4 | ZONE 81 | GATE 2 SECURITY STAFF KITCHEN. | DEAD AREA | Mechcanical | WATER BOILER | 1 |  |  | NO REF | HEATRAE SADIA MEGA FLOW |  |  | AVERAGE
PIER 4 | ZONE 81 | GATE 2 SECURITY STAFF KITCHEN. | DEAD AREA |  | SINKS | 2 |  |  | NO REF |  |  |  | AVERAGE
PIER 4 | ZONE 81 | GATE 2 SECURITY STAFF KITCHEN. | DEAD AREA |  | SOAP DISSPENSORS | 2 |  |  | NO REF |  |  |  | GOOD
PIER 4 | ZONE 81 | GATE 2 SECURITY STAFF KITCHEN. | DEAD AREA | Electrical | NORMAL LIGHTING. | 4 |  |  | NO REF |  |  |  | AVERAGE
PIER 4 | ZONE 81 | GATE 2 SECURITY STAFF KITCHEN. | DEAD AREA | Electrical | ELT | 2 |  |  | NO REF |  |  |  | AVERAGE
PIER 4 | ZONE 66 A | GATE 5 TOILETS DISABLED. | DEAD AREA | Fire | SOUNDERS & BEACONS. | 1 |  |  | NO REF |  |  |  | GOOD
PIER 4 | ZONE 66 A | GATE 5 TOILETS DISABLED. | DEAD AREA |  | HAND DRYER | 1 |  |  | NO REF |  |  |  | AVERAGE
PIER 4 | ZONE 66 A | GATE 5 TOILETS DISABLED. | DEAD AREA | Electrical | NORMAL LIGHTING . | 2 |  |  | NO REF |  |  |  | GOOD
PIER 4 | ZONE 66 A | GATE 5 TOILETS DISABLED. | DEAD AREA | Electrical | NORMAL LIGHTING CONTROL. | 1 |  |  | NO REF |  |  |  | GOOD
PIER 4 | ZONE 66 A | GATE 5 TOILETS DISABLED. | DEAD AREA |  | SINKS | 1 |  |  | NO REF |  |  |  | GOOD
PIER 4 | ZONE 66 A | GATE 5 TOILETS DISABLED. | DEAD AREA |  | SOAP DISSPENSORS | 2 |  |  | NO REF |  |  |  | GOOD
PIER 4 | ZONE 66 A | GATE 5 TOILETS DISABLED. | DEAD AREA |  | TOILET | 1 |  |  | NO REF |  |  |  | AVERAGE
PIER 4 | ZONE 66 A | GATE 5 TOILETS DISABLED. | DEAD AREA | Electrical | PANIC ALARM | 1 |  |  | NO REF |  |  |  | GOOD
PIER 4 | Z0NE 75 | COSTA COFFEE | DEAD AREA | Electrical | ELT | 3 |  |  | NO REF |  |  |  | AVERAGE
PIER 4 | Z0NE 75 | COSTA COFFEE | DEAD AREA | Electrical | NORMAL LIGHTING . | 22 |  |  | NO REF |  |  |  | POOR
PIER 4 | Z0NE 75 | COSTA COFFEE | DEAD AREA | Electrical | EMRGY SIGN | 1 |  |  | NO REF |  |  |  | AVERAGE
PIER 4 | Z0NE 75 | COSTA COFFEE | DEAD AREA |  | SINKS | 2 |  |  | NO REF |  |  |  | POOR
PIER 4 | Z0NE 75 | COSTA COFFEE | DEAD AREA |  | SOAP DISSPENSORS | 2 |  |  | NO REF |  |  |  | AVERAGE
PIER 4 | Z0NE 75 | COSTA COFFEE | DEAD AREA | IT | CCTV | 4 |  |  | NO REF | SWIFT SAFYRE |  |  | POOR
PIER 4 | Z0NE 75 | COSTA COFFEE | DEAD AREA | Mechanicle | WATER BOILER | 1 |  |  | NO REF | HEATRE SADIA 30/ 3 |  |  | POOR
PIER 4 | ZONE 83 | STAND 109 APRON ROOM 1. | DEAD AREA | Electrical | ELT | 1 |  |  | NO REF |  |  |  | AVERAGE
PIER 4 | ZONE 83 | STAND 109 APRON ROOM 1. | DEAD AREA | Electrical | NORMAL LIGHTING.. | 3 |  |  | NO REF |  |  |  | AVERAGE
PIER 4 | ZONE 83 | STAND 109 APRON ROOM 1. | DEAD AREA | Fire | FIRE DOOR | 1 |  |  | NO REF |  |  |  | POOR
PIER 4 | ZONE 83 | STAND 109 APRON ROOM 1. | DEAD AREA | Electrical | ELECTRICAL RADIATOR | 2 |  |  | NO REF |  |  |  | POOR
PIER 4 | ZONE 84 | STAND 109 APRON ROOM2. | DEAD AREA | Electrical | NORMAL LIGHTING. | 8 |  |  | NO REF |  |  |  | POOR
PIER 4 | ZONE 84 | STAND 109 APRON ROOM2. | DEAD AREA |  | SINKS | 1 |  |  | NO REF |  |  |  | POOR
PIER 4 | ZONE 84 | STAND 109 APRON ROOM2. | DEAD AREA | Fire | FIRE DOOR | 1 |  |  | T 1 - FDR 0038 |  |  |  | POOR
PIER 4 | ZONE 84 | STAND 109 APRON ROOM2. | DEAD AREA | Electrical | ELECTRICAL RADIATOR | 3 |  |  | NO REF |  |  |  | POOR
PIER 4 | ZONE 84 | STAND 109 APRON ROOM2. | DEAD AREA | Mechanicle | WATER BOILER | 1 |  |  | NO REF | HEATRE SADIA STREAMLINE. |  |  | POOR
PIER 4 | ZONE 64 | GATE 5 C | LIVE AREA | Electrical | DIU | 2 |  |  | NO REF |  |  |  | AVERAGE
PIER 4 | ZONE 64 | GATE 5 C | LIVE AREA | Electrical | MAID NEW | 4 |  |  | NO REF |  |  |  | GOOD
PIER 4 | ZONE 64 | GATE 5 C | LIVE AREA | Hvac | HVAC UNIT | 1 |  |  | ID 018319202 | THERMOSCREENS |  |  | AVERAGE
PIER 4 | ZONE 64 | GATE 5 C | LIVE AREA | Fire | FIU | 1 |  |  | 1124-28 |  |  |  | AVERAGE
PIER 4 | ZONE 64 | GATE 5 C | LIVE AREA | Fire | FIRE DOOR | 3 |  |  | T 1 -FDR 0701 / 702 / 703 |  |  |  | AVERAGE
PIER 4 | ZONE 64 | GATE 5 C | LIVE AREA | Electrical | Static Signage | 1 |  | ARRIVALS, BAGGAGE RECLAIM, FLT CONNECTIONXS | NO REF |  |  |  | AVERAGE
PIER 4 | ZONE 64 | GATE 5 C | LIVE AREA | Electrical | ELECTRICAL HEATER | 2 |  |  | NO REF | DIMPLEX |  |  | AVERAGE
PIER 4 | ZONE 64 | GATE 5 C | LIVE AREA | Electrical | EMRGY SIGN | 1 |  |  | P4-4-SC-30W |  |  |  | AVERAGE
PIER 4 | ZONE 64 | GATE 5 C | LIVE AREA | Mechanicle | AIRBRIDGE | 1 |  | AIRBRIDGE 105 | HAL 6100447 |  |  |  | POOR
PIER 4 | ZONE 64 | GATE 5 C | LIVE AREA | Electrical | DB | 1 |  |  | T 1 - DB 0178 |  |  |  | AVERAGE
PIER 4 | ZONE 64 | GATE 5 C | LIVE AREA | Electrical | LV STWITCH | 1 |  |  | LV37-28-B11 |  |  |  | AVERAGE
PIER 4 | ZONE 64 | GATE 5 C | LIVE AREA | Fire | FIRE DOOR | 1 |  |  | T 1 - FDR 0045 |  |  |  | AVERAGE
PIER 4 | ZONE 64 | GATE 5 C | LIVE AREA | Fire | FIRE DOOR | 1 |  |  | T1 - FDR 0102 |  |  |  | AVERAGE
PIER 4 | ZONE 64 | GATE 5 C | LIVE AREA | Electrical | NORMAL LIGHTING... | 13 |  |  | NO REF |  |  |  | POOR
PIER 4 | ZONE 64 | GATE 5 C | LIVE AREA | Electrical | ELT | 7 |  |  | NO REF |  |  |  | POOR
PIER 4 | ZONE 64 | GATE 5 C | LIVE AREA | Fire | BEACONS & SOUNDERS.. | 2 |  |  | NO REF |  |  |  | GOOD
T1 -MAIN BUILDING L/S | ZONE K 156 | BOH SOUTH | DEAD AREA | Electrical | HP HARD DRIVE | 1 |  |  | LHRDT 442460 k18 |  |  |  | AVERAGE
T1 -MAIN BUILDING L/S | ZONE K 156 | BOH SOUTH | DEAD AREA | Electrical | PANEL | 1 |  |  | SPC230-PLC-01 |  |  |  | AVERAGE
T1 -MAIN BUILDING L/S | ZONE K 156 | BOH SOUTH | DEAD AREA | Electrical | STARTER PANEL | 1 |  |  | SP230-STR-01 |  |  |  | AVERAGE
T1 -MAIN BUILDING L/S | ZONE K 156 | BOH SOUTH | DEAD AREA | IT | HP HARD DRIVE | 1 |  |  | T1-019 CIDL1 |  |  |  | AVERAGE
T1 -MAIN BUILDING L/S | ZONE K 156 | BOH SOUTH | DEAD AREA | Electrical | PANEL | 1 |  |  | SPC220-PLC-01 |  |  |  | AVERAGE
T1 -MAIN BUILDING L/S | ZONE K 156 | BOH SOUTH | DEAD AREA | Electrical | STARTER PANEL | 1 |  |  | SPC220-STR-01 |  |  |  | AVERAGE
T1 -MAIN BUILDING L/S | ZONE K 156 | BOH SOUTH | DEAD AREA | IT | HP HARD DRIVE | 1 |  |  | T1-020 CIDL1 |  |  |  | AVERAGE
T1 -MAIN BUILDING L/S | ZONE K 156 | BOH SOUTH | DEAD AREA | Electrical | PANEL | 1 |  |  | SPC210-PLC-01 |  |  |  | AVERAGE
T1 -MAIN BUILDING L/S | ZONE K 156 | BOH SOUTH | DEAD AREA | Electrical | STARTER PANEL | 1 |  |  | SPC210-STR-01 |  |  |  | AVERAGE
T1 -MAIN BUILDING L/S | ZONE K 156 | BOH SOUTH | DEAD AREA | Electrical | JUNCTION BOX | 2 |  |  | SPC210-JB-01 / 02 |  |  |  | AVERAGE
T1 -MAIN BUILDING L/S | ZONE K 156 | BOH SOUTH | DEAD AREA | IT | HP HARD DRIVE | 1 |  |  | T1-021 CID L1 |  |  |  | AVERAGE
T1 -MAIN BUILDING L/S | ZONE K 156 | BOH SOUTH | DEAD AREA | Electrical | PANEL | 1 |  |  | SPC200-PLC-01 |  |  |  | AVERAGE
T1 -MAIN BUILDING L/S | ZONE K 156 | BOH SOUTH | DEAD AREA | Electrical | STARTER PANEL | 1 |  |  | SPC200-STR-01 |  |  |  | AVERAGE
T1 -MAIN BUILDING L/S | ZONE K 156 | BOH SOUTH | DEAD AREA | Electrical | JUNCTION BOX | 2 |  |  | SPC200-JB-01 / 02 |  |  |  | AVERAGE
T1 -MAIN BUILDING L/S | ZONE K 156 | BOH SOUTH | DEAD AREA | IT | HP HARD DRIVE | 1 |  |  | T1-022 CID L1 |  |  |  | AVERAGE
T1 -MAIN BUILDING L/S | ZONE K 156 | BOH SOUTH | DEAD AREA | Electrical | PANEL | 1 |  |  | SPC190-PLC-01 |  |  |  | AVERAGE
T1 -MAIN BUILDING L/S | ZONE K 156 | BOH SOUTH | DEAD AREA | Electrical | STARTER PANEL | 1 |  |  | SPC19O-STR-01 |  |  |  | AVERAGE
T1 -MAIN BUILDING L/S | ZONE K 156 | BOH SOUTH | DEAD AREA | IT | HP HARD DRIVE | 1 |  |  | T1-023 CID L1 |  |  |  | AVERAGE
T1 -MAIN BUILDING L/S | ZONE K 156 | BOH SOUTH | DEAD AREA | Electrical | PANEL | 1 |  |  | SPC180-PLC-01 |  |  |  | AVERAGE
T1 -MAIN BUILDING L/S | ZONE K 156 | BOH SOUTH | DEAD AREA | Electrical | STARTER PANEL | 1 |  |  | SPC180-STR-01 |  |  |  | AVERAGE
T1 -MAIN BUILDING L/S | ZONE K 156 | BOH SOUTH | DEAD AREA | IT | HP HARD DRIVE | 1 |  |  | T1-024 CID L1 |  |  |  | AVERAGE
T1 -MAIN BUILDING L/S | ZONE K 156 | BOH SOUTH | DEAD AREA | Electrical | PANEL | 1 |  |  | SPC170-PLC-01 |  |  |  | AVERAGE
T1 -MAIN BUILDING L/S | ZONE K 156 | BOH SOUTH | DEAD AREA | Electrical | STARTER PANEL | 1 |  |  | SPC170-STR-01 |  |  |  | AVERAGE
T1 -MAIN BUILDING L/S | ZONE K 156 | BOH SOUTH | DEAD AREA | IT | HP HARD DRIVE | 1 |  |  | T1-025 CID L1 |  |  |  | AVERAGE
T1 -MAIN BUILDING L/S | ZONE K 156 | BOH SOUTH | DEAD AREA | Electrical | PANEL | 1 |  |  | SPC160-PLC-01 |  |  |  | AVERAGE
T1 -MAIN BUILDING L/S | ZONE K 156 | BOH SOUTH | DEAD AREA | Electrical | STARTER PANEL | 1 |  |  | SPC160-STR-01 |  |  |  | AVERAGE
T1 -MAIN BUILDING L/S | ZONE K 156 | BOH SOUTH | DEAD AREA | Electrical | JUNCTION BOX | 2 |  |  | SPC160-JB-01 / 02 |  |  |  | AVERAGE
T1 -MAIN BUILDING L/S | ZONE K 156 | BOH SOUTH | DEAD AREA | IT | HP HARD DRIVE | 1 |  |  | T1-026 CID L1 |  |  |  | AVERAGE
T1 -MAIN BUILDING L/S | ZONE K 156 | BOH SOUTH | DEAD AREA | Electrical | PANEL | 1 |  |  | SPC150-PLC-01 |  |  |  | AVERAGE
T1 -MAIN BUILDING L/S | ZONE K 156 | BOH SOUTH | DEAD AREA | Electrical | STARTER PANEL | 1 |  |  | SPC150-STR-01 |  |  |  | AVERAGE
T1 -MAIN BUILDING L/S | ZONE K 156 | BOH SOUTH | DEAD AREA | Electrical | PANEL/ SHUTTERS | 1 |  |  | NO REF |  |  |  | AVERAGE
T1 -MAIN BUILDING L/S | ZONE K156 A | BOH NORTH | DEAD AREA | Electrical | PANEL | 1 |  |  | SPC250-PLC-250 |  |  |  | AVERAGE
T1 -MAIN BUILDING L/S | ZONE K156 A | BOH NORTH | DEAD AREA | Electrical | STARTER PANEL | 1 |  |  | SPC250-STR-250 |  |  |  | AVERAGE
T1 -MAIN BUILDING L/S | ZONE K256 A | BOH NORTH | DEAD AREA | Electrical | JUNCTION BOX | 2 |  |  | SPC260-JB-01 / 02 |  |  |  | AVERAGE
T1 -MAIN BUILDING L/S | ZONE K156 A | BOH NORTH | DEAD AREA | IT | HP HARD DRIVE | 1 |  |  | T1-013 CID L 1 |  |  |  | AVERAGE
T1 -MAIN BUILDING L/S | ZONE K156 A | BOH NORTH | DEAD AREA | Electrical | PANEL | 1 |  |  | SPC260-PLC-01 |  |  |  | AVERAGE
T1 -MAIN BUILDING L/S | ZONE K156 A | BOH NORTH | DEAD AREA | Electrical | STARTER PANEL | 1 |  |  | SPC260-STR-1 |  |  |  | AVERAGE
T1 -MAIN BUILDING L/S | ZONE K156 A | BOH NORTH | DEAD AREA | Electrical | PANEL | 1 |  |  | SPC270-PLC-1 |  |  |  | AVERAGE
T1 -MAIN BUILDING L/S | ZONE K156 A | BOH NORTH | DEAD AREA | Electrical | STARTER PANEL | 1 |  |  | SPC270-STR-01 |  |  |  | AVERAGE
T1 -MAIN BUILDING L/S | ZONE K156 A | BOH NORTH | DEAD AREA | IT | HP HARD DRIVE | 1 |  |  | T1-014 CID L 1 |  |  |  | AVERAGE
T1 -MAIN BUILDING L/S | ZONE K156 A | BOH NORTH | DEAD AREA | Electrical | PANEL | 1 |  |  | SPC280-PLC-01 |  |  |  | AVERAGE
T1 -MAIN BUILDING L/S | ZONE K156 A | BOH NORTH | DEAD AREA | Electrical | STARTER PANEL | 1 |  |  | SPC280-STR-01 |  |  |  | AVERAGE
T1 -MAIN BUILDING L/S | ZONE K156 A | BOH NORTH | DEAD AREA | Electrical | PANEL | 1 |  |  | SPC290-PLC 01 |  |  |  | AVERAGE
T1 -MAIN BUILDING L/S | ZONE K156 A | BOH NORTH | DEAD AREA | Electrical | STARTER PANEL | 1 |  |  | SPC290-STR-01 |  |  |  | AVERAGE
T1 -MAIN BUILDING L/S | ZONE K256 A | BOH NORTH | DEAD AREA | Electrical | JUNCTION BOX | 2 |  |  | SPC290-JB-01 / 02 |  |  |  | AVERAGE
T1 -MAIN BUILDING L/S | ZONE K156 A | BOH NORTH | DEAD AREA | IT | HP HARD DRIVE | 1 |  |  | T1-012 CID L 1 |  |  |  | AVERAGE
T1 -MAIN BUILDING L/S | ZONE K156 A | BOH NORTH | DEAD AREA | Electrical | PANEL | 1 |  |  | SPC030-PLC-01 |  |  |  | AVERAGE
T1 -MAIN BUILDING L/S | ZONE K156 A | BOH NORTH | DEAD AREA | Electrical | STARTER PANEL | 1 |  |  | SPC030-STR-01 |  |  |  | AVERAGE
T1 -MAIN BUILDING L/S | ZONE K156 A | BOH NORTH | DEAD AREA | Electrical | PANEL | 1 |  |  | SPC040-PLC-01 |  |  |  | AVERAGE
T1 -MAIN BUILDING L/S | ZONE K156 A | BOH NORTH | DEAD AREA | Electrical | STARTER PANEL | 1 |  |  | SPC040-STR-01 |  |  |  | AVERAGE
T1 -MAIN BUILDING L/S | ZONE K156 A | BOH NORTH | DEAD AREA | IT | HP HARD DRIVE | 1 |  |  | T1-011 CID L 1 |  |  |  | AVERAGE
T1 -MAIN BUILDING L/S | ZONE K156 A | BOH NORTH | DEAD AREA | IT | HP HARD DRIVE | 1 |  |  | T1-010 CID L1 |  |  |  | AVERAGE
T1 -MAIN BUILDING L/S | ZONE K156 A | BOH NORTH | DEAD AREA | Electrical | PANEL | 1 |  |  | SPC050-PLC-01 |  |  |  | AVERAGE
T1 -MAIN BUILDING L/S | ZONE K156 A | BOH NORTH | DEAD AREA | Electrical | STARTER PANEL | 1 |  |  | SPC050-STR-01 |  |  |  | AVERAGE
T1 -MAIN BUILDING L/S | ZONE K156 A | BOH NORTH | DEAD AREA | IT | HP HARD DRIVE | 1 |  |  | T1-009 CID L1 |  |  |  | AVERAGE
T1 -MAIN BUILDING L/S | ZONE K156 A | BOH NORTH | DEAD AREA | Electrical | PANEL | 1 |  |  | SPC060-PLC-01 |  |  |  | AVERAGE
T1 -MAIN BUILDING L/S | ZONE K156 A | BOH NORTH | DEAD AREA | Electrical | STARTER PANEL | 1 |  |  | SPC060-STR-01 |  |  |  | AVERAGE
T1 -MAIN BUILDING L/S | ZONE K256 A | BOH NORTH | DEAD AREA | Electrical | JUNCTION BOX | 2 |  |  | SPC060-JB-01 / 02 |  |  |  | AVERAGE
T1 -MAIN BUILDING L/S | ZONE K156 A | BOH NORTH | DEAD AREA | IT | HP HARD DRIVE | 1 |  |  | T1-008 CID L 1 |  |  |  | AVERAGE
T1 -MAIN BUILDING L/S | ZONE K156 A | BOH NORTH | DEAD AREA | Electrical | PANEL | 1 |  |  | SPC070-PLC-01 |  |  |  | AVERAGE
T1 -MAIN BUILDING L/S | ZONE K156 A | BOH NORTH | DEAD AREA | Electrical | STARTER PANEL | 1 |  |  | SPC070-STR-01 |  |  |  | AVERAGE
T1 -MAIN BUILDING L/S | ZONE K156 A | BOH NORTH | DEAD AREA | IT | HP HARD DRIVE | 1 |  |  | T1-007 CID L1 |  |  |  | AVERAGE
T1 -MAIN BUILDING L/S | ZONE K156 A | BOH NORTH | DEAD AREA | Electrical | PANEL | 1 |  |  | SPC080-PLC-01 |  |  |  | AVERAGE
T1 -MAIN BUILDING L/S | ZONE K156 A | BOH NORTH | DEAD AREA | Electrical | STARTER PANEL | 1 |  |  | SPC080-STR-01 |  |  |  | AVERAGE
T1 -MAIN BUILDING L/S | ZONE K156 A | BOH NORTH | DEAD AREA | Electrical | PANEL | 1 |  |  | SPC090-PLC-01 |  |  |  | AVERAGE
T1 -MAIN BUILDING L/S | ZONE K156 A | BOH NORTH | DEAD AREA | Electrical | STARTER PANEL | 1 |  |  | SPC090-STR-01 |  |  |  | AVERAGE
T1 -MAIN BUILDING L/S | ZONE K156 A | BOH NORTH | DEAD AREA | IT | HP HARD DRIVE | 1 |  |  | T1-005 CID L 1 |  |  |  | AVERAGE
T1 -MAIN BUILDING L/S | ZONE K156 A | BOH NORTH | DEAD AREA | Electrical | PANEL | 1 |  |  | SPC100-PLC-01 |  |  |  | AVERAGE
T1 -MAIN BUILDING L/S | ZONE K156 A | BOH NORTH | DEAD AREA | Electrical | STARTER PANEL | 1 |  |  | SPC100-STR-01 |  |  |  | AVERAGE
T1 -MAIN BUILDING L/S | ZONE K256 A | BOH NORTH | DEAD AREA | Electrical | JUNCTION BOX | 2 |  |  | SPC100-JB-01 / 02 |  |  |  | AVERAGE
T1 -MAIN BUILDING L/S | ZONE K156 A | BOH NORTH | DEAD AREA | IT | HP HARD DRIVE | 1 |  |  | T1-004 CID L1 |  |  |  | AVERAGE
T1 -MAIN BUILDING L/S | ZONE K156 A | BOH NORTH | DEAD AREA | Electrical | PANEL | 1 |  |  | SPC110-PLC-01 |  |  |  | AVERAGE
T1 -MAIN BUILDING L/S | ZONE K156 A | BOH NORTH | DEAD AREA | Electrical | STARTER PANEL | 1 |  |  | SPC110-STR-01 |  |  |  | AVERAGE
T1 -MAIN BUILDING L/S | ZONE K256 A | BOH NORTH | DEAD AREA | Electrical | JUNCTION BOX | 2 |  |  | SPC110-JB-01 / 02 |  |  |  | AVERAGE
T1 -MAIN BUILDING L/S | ZONE K156 A | BOH NORTH | DEAD AREA | IT | HP HARD DRIVE | 1 |  |  | T1-003 CID 01 |  |  |  | AVERAGE
T1 -MAIN BUILDING L/S | ZONE K156 A | BOH NORTH | DEAD AREA | Electrical | PANEL | 1 |  |  | SPC120-PLC-01 |  |  |  | AVERAGE
T1 -MAIN BUILDING L/S | ZONE K156 A | BOH NORTH | DEAD AREA | Electrical | STARTER PANEL | 1 |  |  | SPC120-STR-01 |  |  |  | AVERAGE
T1 -MAIN BUILDING L/S | ZONE K156 A | BOH NORTH | DEAD AREA | IT | HP HARD DRIVE | 1 |  |  | T1-002 CID 01 |  |  |  | AVERAGE
T1 -MAIN BUILDING L/S | ZONE K156 A | BOH NORTH | DEAD AREA | Electrical | PANEL | 1 |  |  | SPC130-PLC-01 |  |  |  | AVERAGE
T1 -MAIN BUILDING L/S | ZONE K156 A | BOH NORTH | DEAD AREA | Electrical | STARTER PANEL | 1 |  |  | SPC130-STR-01 |  |  |  | AVERAGE
T1 -MAIN BUILDING L/S | ZONE K156 A | BOH NORTH | DEAD AREA | IT | HP HARD DRIVE | 1 |  |  | T1-001 CID 01 |  |  |  | AVERAGE
T1 -MAIN BUILDING L/S | ZONE K156 A | BOH NORTH | DEAD AREA | Electrical | PANEL | 1 |  |  | SPC140-PLC-01 |  |  |  | AVERAGE
T1 -MAIN BUILDING L/S | ZONE K156 A | BOH NORTH | DEAD AREA | Electrical | STARTER PANEL | 1 |  |  | SPC140-STR-01 |  |  |  | AVERAGE
T1 -MAIN BUILDING L/S | ZONE K556 A | BOH NORTH | DEAD AREA | Electrical | ISOLATOR 415V | 5 |  |  | NO REF |  |  |  | AVERAGE
T1 -MAIN BUILDING L/S | ZONE K256 A | BOH NORTH | DEAD AREA | IT | CCTV | 2 |  |  | 476 / 471 | TOUCHSTONE |  |  | AVERAGE
T1 -MAIN BUILDING L/S | ZONE K156 A | BOH NORTH | DEAD AREA | Electrical | PANEL | 1 |  | HAL 88053421 | SPC301-PLC-01 |  |  |  | AVERAGE
T1 -MAIN BUILDING L/S | ZONE K156 A | BOH NORTH | DEAD AREA | Electrical | STARTER PANEL | 1 |  |  | SPC301-STR-01 |  |  |  | AVERAGE
T1 -MAIN BUILDING L/S | ZONE K156 A | BOH NORTH | DEAD AREA | Mechanicle | CONVEYOR | 1 |  | HAL 6180631 | SPC 300 |  |  |  | AVERAGE
T1 -MAIN BUILDING L/S | ZONE K156 A | BOH NORTH | DEAD AREA | Mechanicle | MOTOR | 1 |  | HAL 6180768 | SPC 300D |  |  |  | AVERAGE
T1 -MAIN BUILDING L/S | ZONE K156 A | BOH NORTH | DEAD AREA | Mechanicle | CONVEYOR | 1 |  | HAL 6186032 | SPC 301 |  |  |  | AVERAGE
T1 -MAIN BUILDING L/S | ZONE K156 A | BOH NORTH | DEAD AREA | Electrical | PANEL | 1 |  | HAL 88053422 | SPC302-PLC-01 |  |  |  | AVERAGE
T1 -MAIN BUILDING L/S | ZONE K156 A | BOH NORTH | DEAD AREA | Electrical | STARTER PANEL | 1 |  |  | SPC302-STR-01 |  |  |  | AVERAGE
T1 -MAIN BUILDING L/S | ZONE K156 A | BOH NORTH | DEAD AREA | Mechanicle | CONVEYOR | 1 |  | HAL 6180633 | SPC 302 |  |  |  | AVERAGE
T1 -MAIN BUILDING L/S | ZONE K156 A | BOH NORTH | DEAD AREA | Mechanicle | CONVEYOR | 1 |  | HAL 6180634 | SPC 303 |  |  |  | AVERAGE
T1 -MAIN BUILDING L/S | ZONE K156 A | BOH NORTH | DEAD AREA | Electrical | PANEL | 1 |  | HAL 88053423 | SPC303-PLC-01 |  |  |  | AVERAGE
T1 -MAIN BUILDING L/S | ZONE K156 A | BOH NORTH | DEAD AREA | Electrical | STARTER PANEL | 1 |  |  | SPC303-STR-01 |  |  |  | AVERAGE
T1 -MAIN BUILDING L/S | ZONE K156 A | BOH NORTH | DEAD AREA | Electrical | JUNCTION BOX | 1 |  |  | SPC303-JB-01 |  |  |  | AVERAGE
T1 -MAIN BUILDING L/S | ZONE K156 A | BOH NORTH | DEAD AREA | Mechanicle | MOTOR | 1 |  | 01-8487226 | SPC 303 |  |  |  | AVERAGE
T1 -MAIN BUILDING L/S | ZONE K156 A | BOH NORTH | DEAD AREA | Mechanicle | CONVEYOR | 1 |  | HAL 6180635 | SPC 304 |  |  |  | AVERAGE
T1 -MAIN BUILDING L/S | ZONE K156 A | BOH NORTH | DEAD AREA | Electrical | PANEL | 1 |  | HAL 88053424 | SPC304-PLC-01 |  |  |  | AVERAGE
T1 -MAIN BUILDING L/S | ZONE K156 A | BOH NORTH | DEAD AREA | Electrical | STARTER PANEL | 1 |  |  | SPC304-STR-01 |  |  |  | AVERAGE
T1 -MAIN BUILDING L/S | ZONE K156 A | BOH NORTH | DEAD AREA | Mechanicle | MOTOR | 1 |  | HAL 61800753 | SPC304D |  |  |  | AVERAGE
T1 -MAIN BUILDING L/S | ZONE K156 A | BOH NORTH | DEAD AREA | Mechanicle | CONVEYOR | 1 |  | HAL 6180636 | SPC305 |  |  |  | AVERAGE
T1 -MAIN BUILDING L/S | ZONE K156 A | BOH NORTH | DEAD AREA | Electrical | PANEL | 1 |  | HAL 88053452 | SPC305-PLC-01 |  |  |  | AVERAGE
T1 -MAIN BUILDING L/S | ZONE K156 A | BOH NORTH | DEAD AREA | Electrical | STARTER PANEL | 1 |  |  | SPC305-STR-01 |  |  |  | AVERAGE
T1 -MAIN BUILDING L/S | ZONE K156 A | BOH NORTH | DEAD AREA | Mechanicle | MOTOR | 1 |  | HAL 61800748 | SPC305D |  |  |  | AVERAGE
T1 -MAIN BUILDING L/S | ZONE K156 A | BOH NORTH | DEAD AREA | Mechanicle | CONVEYOR | 1 |  | HAL 6180637 | SPC306 |  |  |  | AVERAGE
T1 -MAIN BUILDING L/S | ZONE K156 A | BOH NORTH | DEAD AREA | Electrical | PANEL | 1 |  | HAL 88053426 | SPC306-PLC-01 |  |  |  | AVERAGE
T1 -MAIN BUILDING L/S | ZONE K156 A | BOH NORTH | DEAD AREA | Electrical | STARTER PANEL | 1 |  |  | SPC306-STR-01 |  |  |  | AVERAGE
T1 -MAIN BUILDING L/S | ZONE K156 A | BOH NORTH | DEAD AREA | Mechanicle | MOTOR | 1 |  | HAL6180743 | SPC306D |  |  |  | AVERAGE
T1 -MAIN BUILDING L/S | ZONE K156 A | BOH NORTH | DEAD AREA | Electrical | PRESSLINE PANEL. | 1 |  |  | SPC306/ES/03 |  |  |  | GOOD
T1 -MAIN BUILDING L/S | ZONE K156 A | BOH NORTH | DEAD AREA | Mechanicle | CONVEYOR | 1 |  | HAL 618638 | SPC307 |  |  |  | AVERAGE
T1 -MAIN BUILDING L/S | ZONE K156 A | BOH NORTH | DEAD AREA | Electrical | PANEL | 1 |  | HAL 88053427 | SPC307-PLC-01 |  |  |  | AVERAGE
T1 -MAIN BUILDING L/S | ZONE K156 A | BOH NORTH | DEAD AREA | Electrical | STARTER PANEL | 1 |  |  | SPC307-STR-01 |  |  |  | AVERAGE
T1 -MAIN BUILDING L/S | ZONE K156 A | BOH NORTH | DEAD AREA | Electrical | MOTOR | 1 |  | HAL 6180738 | SPC307D |  |  |  | AVERAGE
T1 -MAIN BUILDING L/S | ZONE K156 A | BOH NORTH | DEAD AREA | Electrical | 110 TRANSFORMER | 1 |  |  | ID 230 |  |  |  | AVERAGE
T1 -MAIN BUILDING L/S | ZONE K156 A | BOH NORTH | DEAD AREA | IT | COMMS CAB | 1 |  |  | BAA T/COM LHRR08-118 |  |  |  | AVERAGE
T1 -MAIN BUILDING L/S | ZONE K156 A | BOH NORTH | DEAD AREA | Electrical | PANEL SYSTEM TIMES SERIAL HUB... | 1 |  |  | NO REF |  |  |  | AVERAGE
T1 -MAIN BUILDING L/S | ZONE K156 A | BOH NORTH | DEAD AREA | Electrical | E-STOP PANEL | 1 |  |  | SPC-CP-02 |  |  |  | AVERAGE
T1 -MAIN BUILDING L/S | ZONE K156 A | BOH NORTH | DEAD AREA | Electrical | DB | 1 |  |  | T1-DB-1131 |  |  |  | AVERAGE
T1 -MAIN BUILDING L/S | ZONE K156 A | BOH NORTH | DEAD AREA | Electrical | NETWK PANEL | 1 |  |  | LS-NS-02 |  |  |  | AVERAGE
T1 -MAIN BUILDING L/S | ZONE K156 A | BOH NORTH | DEAD AREA | Electrical | E-STOP PANEL | 1 |  |  | SPC-CP-01 |  |  |  | AVERAGE
T1 -MAIN BUILDING L/S | ZONE K156 A | BOH NORTH | DEAD AREA | Electrical | KLAX PANEL | 1 |  |  | 11-PLC-01 |  |  |  | AVERAGE
T1 -MAIN BUILDING L/S | ZONE K156 A | BOH NORTH | DEAD AREA | Fire | FIRE PANEL | 1 |  |  | ID V43 | VESDA |  |  | GOOD
T1 -MAIN BUILDING L/S | ZONE K156 A | BOH NORTH | DEAD AREA | Fire | FIU | 1 |  |  | NO REF | GENT | 3445 |  | AVERAGE
T1 -MAIN BUILDING L/S | ZONE K356 A | BOH NORTH | DEAD AREA | Electrical | DB | 3 |  |  | T1 -DB-1132 /33 /34 |  |  |  | AVERAGE
T1 -MAIN BUILDING L/S | ZONE K156 A | BOH NORTH | DEAD AREA | Electrical | 110 TRANSFORMER | 1 |  |  | ID 231 |  |  |  | AVERAGE
T1 -MAIN BUILDING L/S | ZONE K156 A | BOH NORTH | DEAD AREA | Electrical | 110 TRANSFORMER | 1 |  |  | ID 232 |  |  |  | AVERAGE
T1 -MAIN BUILDING L/S | ZONE K156 A | BOH NORTH | DEAD AREA | IT | COMMS CAB | 1 |  | 11134 DCOM/CAB00002… | BAA 1214 |  |  |  | AVERAGE
T1 -MAIN BUILDING L/S | ZONE K156 A | BOH NORTH | DEAD AREA | IT | COMMS CAB | 1 |  |  | CCP14 |  |  |  | AVERAGE
T1 -MAIN BUILDING L/S | ZONE K156 A | BOH NORTH | DEAD AREA | IT | HP HARD DRIVE | 1 |  |  | BAA 453872 |  |  |  | AVERAGE
T1 -MAIN BUILDING L/S | ZONE K156 A | BOH NORTH | DEAD AREA | IT | HP HARD DRIVE | 1 |  |  | BAA 454352 |  |  |  | AVERAGE
T1 -MAIN BUILDING L/S | ZONE K156 A | BOH NORTH | DEAD AREA | IT | HP HARD DRIVE | 1 |  |  | BAA 454349 |  |  |  | AVERAGE
T1 -MAIN BUILDING L/S | ZONE K156 A | BOH NORTH | DEAD AREA | IT | COMMS CAB | 1 |  |  | BAA 1315 |  |  |  | AVERAGE
T1 -MAIN BUILDING L/S | ZONE K156 A | BOH NORTH | DEAD AREA | Fire | SUTTER PANEL | 1 |  |  | SPC300FD-CP-01 |  |  |  | AVERAGE
T1 -MAIN BUILDING L/S | ZONE K156 A | BOH NORTH | DEAD AREA | Fire | FIU | 1 |  |  | NO REF | GENT | 34415 |  | AVERAGE
T1 -MAIN BUILDING L/S | ZONE K156 A | BOH NORTH | DEAD AREA | Electrical | PANEL | 1 |  | HAL 10660962 | SPC300-PLC-01 |  |  |  | AVERAGE
T1 -MAIN BUILDING L/S | ZONE K156 A | BOH NORTH | DEAD AREA | Electrical | STARTER PANEL | 1 |  |  | SPC300-STR-01 |  |  |  | AVERAGE
T1 -MAIN BUILDING L/S | ZONE K156 A | BOH NORTH | DEAD AREA | Electrical | PANIC ALARM PANEL, | 1 |  |  | NO REF | ATKINS |  |  | AVERAGE
T1 -MAIN BUILDING L/S | ZONE K156 A | BOH NORTH | DEAD AREA | Electrical | ELT | 10 |  |  | NO REF |  |  |  | AVERAGE
T1 -MAIN BUILDING L/S | ZONE K156 A | BOH NORTH | DEAD AREA | Fire | FIU | 1 |  |  | NO REF |  |  |  | AVERAGE
T1 -MAIN BUILDING L/S | ZONE K156 A | BOH NORTH | DEAD AREA | Mechanicle | MOTOR | 1 |  | HAL 6180763 | SPC302D |  |  |  | AVERAGE
T1 -MAIN BUILDING L/S | ZONE K156 A | BOH NORTH | DEAD AREA | Mechanicle | MOTOR | 1 |  | HAL 6180773 | SPC300D |  |  |  | AVERAGE
T1 -MAIN BUILDING L/S | ZONE K156 A | BOH NORTH | DEAD AREA | Electrical | EARTH BAR | 1 |  |  | NO REF |  |  |  | AVERAGE
T1 -MAIN BUILDING L/S | ZONE K156 A | BOH NORTH | DEAD AREA | Fire | FIU | 1 |  |  | NO REF | GENT | 34415 |  | AVERAGE
T1 -MAIN BUILDING L/S | ZONE K156 A | BOH NORTH | DEAD AREA | Fire | FIRE SHUTTER | 1 |  |  | NO REF | KONEMATIC |  | ID 05915 | AVERAGE
T1 -MAIN BUILDING L/S | ZONE K156 A | BOH NORTH | DEAD AREA | IT | CCTV | 2 |  |  | 481 /472 | TOUCHSTONE |  |  | AVERAGE
T1 -MAIN BUILDING L/S | ZONE K156 A | BOH NORTH | DEAD AREA | Electrical | NORMAL LIGHTING.. | 32 |  |  | NO REF |  |  |  | AVERAGE
T1 -MAIN BUILDING L/S | ZONE K156 A | BOH NORTH | DEAD AREA | Electrical | EMGY SIGN | 1 |  |  | NO REF |  |  |  | AVERAGE
T1 -MAIN BUILDING L/S | ZONE K156 A | BOH NORTH | DEAD AREA | Electrical | EMGY LIGHTIG FINAL CIRCUIT MONITOR. | 1 |  |  | NO REF |  | SUM1-BAA |  | AVERAGE
T1 -MAIN BUILDING L/S | ZONE 156 A | BOH NORTH | DEAD AREA | IT | COMMS CAB | 3 |  |  | BAA 46073/46074/ 46076 |  |  |  | AVERAGE
PIER 4 | ZONE 151 | IRISH RECLAIM | DEAD AREA | Fire | SOUNDERS & BEACONS. | 4 |  |  | NO REF |  |  |  | GOOD
PIER 4 | ZONE 151 | IRISH RECLAIM | DEAD AREA | Electrical | ELT | 2 |  |  | DB-2J-4Y |  |  |  | AVERAGE
PIER 4 | ZONE 151 | IRISH RECLAIM | DEAD AREA | Electrical | ELT | 1 |  |  | DB-2J-B1 |  |  |  | AVERAGE
PIER 4 | ZONE 151 | IRISH RECLAIM | DEAD AREA | Electrical | ELT | 2 |  |  | DB-2J-B1 |  |  |  | AVERAGE
PIER 4 | ZONE 151 | IRISH RECLAIM | DEAD AREA | Electrical | ELT | 1 |  |  | DB-2J-4B |  |  |  | AVERAGE
PIER 4 | ZONE 151 | IRISH RECLAIM | DEAD AREA | Electrical | ELT | 1 | [6 empty] | AVERAGE
PIER 4 | ZONE 151 | IRISH RECLAIM | DEAD AREA | Electrical | NORMAL LIGHTING … | 3 |  |  | NO REF |  |  |  | AVERAGE
PIER 4 | ZONE 151 | IRISH RECLAIM | DEAD AREA | Electrical | PANIC ALARM | 2 | [6 empty] | GOOD
PIER 4 | ZONE 151 | IRISH RECLAIM | DEAD AREA | Electrical | Static Signage | 4 |  | LADIES,GENTS, DISABLED, BABY CARE | NO REF |  |  |  | AVERAGE
PIER 4 | ZONE 151 | IRISH RECLAIM | DEAD AREA | Electrical | HAND DRYER | 5 |  |  | NO REF |  |  |  | GOOD
PIER 4 | ZONE 151 | IRISH RECLAIM | DEAD AREA |  | MIRRORS | 5 |  |  | NO REF |  |  |  | AVERAGE
PIER 4 | ZONE 151 | IRISH RECLAIM | DEAD AREA | Electrical | NORMAL LIGHTING … | 30 |  |  | NO REF |  |  |  | AVERAGE
PIER 4 | ZONE 151 | IRISH RECLAIM | DEAD AREA |  | SINKS | 9 |  |  | NO REF |  |  |  | AVERAGE
PIER 4 | ZONE 151 | IRISH RECLAIM | DEAD AREA |  | SOAP DISPENSORS | 7 |  |  | NO REF |  |  |  | GOOD
PIER 4 | ZONE 151 | IRISH RECLAIM | DEAD AREA |  | TOILETS | 7 |  |  | NO REF |  |  |  | AVERAGE
PIER 4 | ZONE 151 | IRISH RECLAIM | DEAD AREA |  | URINALS | 3 |  |  | NO REF |  |  |  | AVERAGE
PIER 4 | ZONE 62 | GATE 5 | LIVE AREA | Electrical | DIU | 2 |  |  | NO REF |  |  |  | GOOD
PIER 4 | ZONE 62 | GATE 5 | LIVE AREA | Electrical | MAID NEW | 4 |  |  | NO REF |  |  |  | GOOD
PIER 4 | ZONE 62 | GATE 5 | LIVE AREA | Hvac | HVAC UNIT | 1 |  |  | ID 1208736 | THERMOSCREENS |  |  | AVERAGE
PIER 4 | ZONE 62 | GATE 5 | LIVE AREA | Fire | FIRE DOOR | 1 |  |  | ID 816 |  |  |  | AVERAGE
PIER 4 | ZONE 62 | GATE 5 | LIVE AREA | Fire | FIU | 1 |  |  | 1124-19 |  |  |  | AVERAGE
PIER 4 | ZONE 62 | GATE 5 | LIVE AREA | Fire | FIRE DOOR | 1 |  |  | ID 818 |  |  |  | AVERAGE
PIER 4 | ZONE 62 | GATE 5 | LIVE AREA | Electrical | EMGY SIGN | 1 |  |  | P4-46-SC-30W |  |  |  | AVERAGE
PIER 4 | ZONE 62 | GATE 5 | LIVE AREA | Electrical | Static Signage | 1 |  | ARRIVALS, BAGGAGE RECLAIM. | 2B-F-CTT7B |  |  |  | AVERAGE
PIER 4 | ZONE 62 | GATE 5 | LIVE AREA | Mechanicle | AIRBRIDGE 101 | 1 |  |  | HAL 6100445 |  |  |  | POOR
PIER 4 | ZONE 62 | GATE 5 | LIVE AREA | Electrical | EMGY SIGN | 1 |  |  | P4-47-SC-8WW |  |  |  | AVERAGE
PIER 4 | ZONE 62 | GATE 5 | LIVE AREA | Electrical | Static Signage | 1 |  | DEPARTURES | NO REF |  |  |  | AVERAGE
PIER 4 | ZONE 62 | GATE 5 | LIVE AREA | Electrical | ELECTRICAL HEATERS. | 2 |  |  | NO REF | DIMPLEX |  |  | AVERAGE
PIER 4 | ZONE 62 | GATE 5 | LIVE AREA | Electrical | NORMAL LIGHTING…. | 20 |  |  | NO REF |  |  |  | POOR
PIER 4 | ZONE 62 | GATE 5 | LIVE AREA | Electrical | ELT | 8 |  |  | NO REF |  |  |  | POOR
PIER 4 | ZONE 62 | GATE 5 | LIVE AREA | Fire | SOUNDERS & BEACONS. | 2 |  |  | NO REF |  |  |  | AVERAGE
PIER 4 | ZONE 69 | GATE 5 | LIVE AREA | Electrical | DIU | 1 |  |  | NO REF |  |  |  | GOOD
PIER 4 | ZONE 69 | GATE 5 | LIVE AREA | Fire | FIU | 1 |  |  | 1125-09 |  |  |  | AVERAGE
PIER 4 | ZONE 69 | GATE 5 | LIVE AREA | Fire | FIRE DOOR | 1 |  |  | NO REF |  |  |  | AVERAGE
PIER 4 | ZONE 69 | GATE 5 | LIVE AREA | Fire | FIRE DOOR | 1 |  |  | T 1 -FDR 0113 |  |  |  | AVERAGE
PIER 4 | ZONE 69 | GATE 5 | LIVE AREA | Fire | FIRE DOOR | 1 |  |  | T 1 -FDR 0159 |  |  |  | AVERAGE
PIER 4 | ZONE 69 | GATE 5 | LIVE AREA | Fire | FIRE DOOR | 1 |  |  | ID 009 |  |  |  | AVERAGE
PIER 4 | ZONE 69 | GATE 5 | LIVE AREA | Fire | FIU | 1 |  |  | 1082-31 |  |  |  | AVERAGE
PIER 4 | ZONE 69 | GATE 5 | LIVE AREA | Fire | FIU | 1 |  |  | 1125-04 |  |  |  | AVERAGE
PIER 4 | ZONE 69 | GATE 5 | LIVE AREA | Electrical | EMGY SIGN | 1 |  |  | NO REF |  |  |  | AVERAGE
PIER 4 | ZONE 69 | GATE 5 | LIVE AREA | Hvac | HVAC GRIL | 3 |  |  | NO REF |  |  |  | AVERAGE
PIER 4 | ZONE 69 | GATE 5 | LIVE AREA | Mechanicle | DRY RISER | 1 |  |  | ID 22F |  |  |  | AVERAGE
PIER 4 | ZONE 69 | GATE 5 | LIVE AREA | Electrical | CONTROL PANEL STAIR PRESSURISATION. | 1 |  |  | NO REF |  |  |  | AVERAGE
PIER 4 | ZONE 69 | GATE 5 | LIVE AREA | Electrical | CONTROL PANEL FAN UNIT/ SUPPLY | 1 |  |  | ID 37-3Q 37-4Q |  |  |  | AVERAGE
PIER 4 | ZONE 69 | GATE 5 | LIVE AREA | Electrical | MAID NEW | 2 |  |  | NO REF |  |  |  | AVERAGE
PIER 4 | ZONE 69 | GATE 5 | LIVE AREA | Electrical | NORMAL LIGHTING…. | 29 |  |  | NO REF |  |  |  | AVERAGE
PIER 4 | ZONE 69 | GATE 5 | LIVE AREA | Electrical | ELT | 17 |  |  | NO REF |  |  |  | AVERAGE
PIER 4 | ZONE 69 | GATE 5 | LIVE AREA | Electrical | NORMAL LIGHTING CONTROL. | 2 |  |  | NO REF |  |  |  | AVERAGE
T1- MAIN BUILDING L/S |  | CHECK IN DESK H-J | DEAD AREA | Electrical | CHECK-IN DESK | 1 |  |  | LHR1ZJ01 |  |  |  | AVERAGE
T1- MAIN BUILDING L/S |  | CHECK IN DESK H-J | DEAD AREA | Electrical | CHECK-IN DESK | 1 |  |  | LHR1ZJ02 |  |  |  | AVERAGE
T1- MAIN BUILDING L/S |  | CHECK IN DESK H-J | DEAD AREA | Electrical | CHECK-IN DESK | 1 |  |  | LHR1ZJ03 |  |  |  | AVERAGE
T1- MAIN BUILDING L/S |  | CHECK IN DESK H-J | DEAD AREA | Electrical | CHECK-IN DESK | 1 |  |  | LHR1ZJ04 |  |  |  | AVERAGE
T1- MAIN BUILDING L/S |  | CHECK IN DESK H-J | DEAD AREA | Electrical | CHECK-IN DESK | 1 |  |  | LHR1ZJ05 |  |  |  | AVERAGE
T1- MAIN BUILDING L/S |  | CHECK IN DESK H-J | DEAD AREA | Electrical | CHECK-IN DESK | 1 |  |  | LHR1ZJ06 |  |  |  | AVERAGE
T1- MAIN BUILDING L/S |  | CHECK IN DESK H-J | DEAD AREA | Electrical | CHECK-IN DESK | 1 |  |  | LHR1ZJ07 |  |  |  | AVERAGE
T1- MAIN BUILDING L/S |  | CHECK IN DESK H-J | DEAD AREA | Electrical | CHECK-IN DESK | 1 |  |  | LHR1ZJ08 |  |  |  | AVERAGE
T1- MAIN BUILDING L/S |  | CHECK IN DESK H-J | DEAD AREA | Electrical | CHECK-IN DESK | 1 |  |  | LHR1ZH01 |  |  |  | AVERAGE
T1- MAIN BUILDING L/S |  | CHECK IN DESK H-J | DEAD AREA | Electrical | CHECK-IN DESK | 1 |  |  | LHR1ZH02 |  |  |  | AVERAGE
T1- MAIN BUILDING L/S |  | CHECK IN DESK H-J | DEAD AREA | Electrical | CHECK-IN DESK | 1 |  |  | LHR1ZH03 |  |  |  | AVERAGE
T1- MAIN BUILDING L/S |  | CHECK IN DESK H-J | DEAD AREA | Electrical | CHECK-IN DESK | 1 |  |  | LHR1ZH04 |  |  |  | AVERAGE
T1- MAIN BUILDING L/S |  | CHECK IN DESK H-J | DEAD AREA | Electrical | CHECK-IN DESK | 1 |  |  | LHR1ZH05 |  |  |  | AVERAGE
T1- MAIN BUILDING L/S |  | CHECK IN DESK H-J | DEAD AREA | Electrical | CHECK-IN DESK | 1 |  |  | LHR1ZH06 |  |  |  | AVERAGE
T1- MAIN BUILDING L/S |  | CHECK IN DESK H-J | DEAD AREA | Electrical | CHECK-IN DESK | 1 |  |  | LHR1ZH07 |  |  |  | AVERAGE
T1- MAIN BUILDING L/S |  | CHECK IN DESK H-J | DEAD AREA | Electrical | CHECK-IN DESK | 1 |  |  | LHR1ZH08 |  |  |  | AVERAGE
T1- MAIN BUILDING L/S |  | CHECK IN DESK H-J | DEAD AREA | IT | FIDS | 3 |  |  | 11134-FIDS-DSD-MON00086 /PAN-00086 /SEL-BRAC-00046. | NEC 3210 |  |  | GOOD
T1- MAIN BUILDING L/S |  | CHECK IN DESK H-J | DEAD AREA | IT | FIDS | 3 |  |  | 11134-FIDS-DSD-MON00087 PAN-00087 /SEL-BRAC-00047. | NEC 3210 |  |  | GOOD
T1- MAIN BUILDING L/S |  | CHECK IN DESK H-J | DEAD AREA | IT | FIDS | 3 |  |  | 11134-FIDS-DSD-MON00088 /PAN-00088 /SEL-BRAC-00048. | NEC 3210 |  |  | GOOD
T1- MAIN BUILDING L/S |  | CHECK IN DESK H-J | DEAD AREA | IT | FIDS | 3 |  |  | 11134-FIDS-DSD-MON00089 /PAN-00089 /SEL-BRAC-00049 | NEC 3210 |  |  | GOOD
T1- MAIN BUILDING L/S |  | CHECK IN DESK H-J | DEAD AREA | IT | FIDS | 3 |  |  | 11134-FIDS-DSD-MON00090 /PAN00090 SEL-BRAC-00050 | NEC 3210 |  |  | GOOD
T1- MAIN BUILDING L/S |  | CHECK IN DESK H-J | DEAD AREA | IT | FIDS | 3 |  |  | 11134-FIDS-DSD-MON00091 /PAN-00091 /SEL-BRAC-00051 | NEC 3210 |  |  | GOOD
T1- MAIN BUILDING L/S |  | CHECK IN DESK H-J | DEAD AREA | IT | FIDS | 3 |  |  | 11134-FIDS-DSD-MON00092 /PAN-00092 /SEL-BRAC-00052 | NEC 3210 |  |  | GOOD
T1- MAIN BUILDING L/S |  | CHECK IN DESK H-J | DEAD AREA | IT | FIDS | 3 |  |  | 11134-FIDS-DSD-MON00093 /PAN-00093 /SEL-BRAC-00053 | NEC 3210 |  |  | GOOD
T1- MAIN BUILDING L/S |  | CHECK IN DESK H-J | DEAD AREA | IT | FIDS | 3 |  |  | 11134-FIDS-DSD-MON00078 /PAN00078 /SEL-BRAC-00038 | NEC 3210 |  |  | GOOD
T1- MAIN BUILDING L/S |  | CHECK IN DESK H-J | DEAD AREA | IT | FIDS | 3 |  |  | 11134-FIDS-DSD-MON00079 /PAN-00079 /SEL-BRAC-00039 | NEC 3210 |  |  | GOOD
T1- MAIN BUILDING L/S |  | CHECK IN DESK H-J | DEAD AREA | IT | FIDS | 3 |  |  | 11134-FIDS-DSD-MON00080 /PAN-00080 /SEL-BRAC-00040 | NEC 3210 |  |  | GOOD
T1- MAIN BUILDING L/S |  | CHECK IN DESK H-J | DEAD AREA | IT | FIDS | 3 |  |  | 11134-FIDS-DSD-MON00081 /MON00081 /SEL-BRAC-00041 | NEC 3210 |  |  | GOOD
T1- MAIN BUILDING L/S |  | CHECK IN DESK H-J | DEAD AREA | IT | FIDS | 3 |  |  | 11134-FIDS-DSD-MON00082 /PAN-00082 /SEL-BRAC-00042 | NEC 3210 |  |  | GOOD
T1- MAIN BUILDING L/S |  | CHECK IN DESK H-J | DEAD AREA | IT | FIDS | 3 |  |  | 11134-FIDS-DSD-MON00083 /PAN-00083 /SEL-BRAC-00043 | NEC 3210 |  |  | GOOD
T1- MAIN BUILDING L/S |  | CHECK IN DESK H-J | DEAD AREA | IT | FIDS | 3 |  |  | 11134-FIDS-DSD-MON00084 /PAN-00084 /SEL-BRAC-00044 | NEC 3210 |  |  | GOOD
T1- MAIN BUILDING L/S |  | CHECK IN DESK H-J | DEAD AREA | IT | FIDS | 3 |  |  | 11134-FIDS-DSD-MON00085 /PAN-00085 /SEL-BRAC-00045 | NEC 3210 |  |  | GOOD
T1- MAIN BUILDING L/S |  | CHECK IN DESK H-J | DEAD AREA | IT | CCTV | 1 |  |  | CCTV-ICD-10918 |  |  |  | AVERAGE
T1- MAIN BUILDING L/S |  | CHECK IN DESK H-J | DEAD AREA | Mechanicle | CONVEYOR SID-105 | 1 |  |  | HAL 6106628 |  |  |  | AVERAGE
T1- MAIN BUILDING L/S |  | CHECK IN DESK H-J | DEAD AREA | Mechanicle | CONVEYOR SID-106 | 1 |  |  | HAL 6106629 |  |  |  | AVERAGE
T1- MAIN BUILDING L/S |  | CHECK IN DESK H-J | DEAD AREA | Mechanicle | CONVEYOR SID-106D | 1 |  |  | HAL 6170520 |  |  |  | AVERAGE
T1- MAIN BUILDING L/S |  | CHECK IN DESK H-J | DEAD AREA | Mechanicle | CONVEYOR SID-104 | 1 |  |  | HAL 6106627 |  |  |  | AVERAGE
T1- MAIN BUILDING L/S |  | CHECK IN DESK H-J | DEAD AREA | Mechanicle | CONVEYOR SID-104D | 1 |  |  | HAL 6107530 |  |  |  | AVERAGE
T1- MAIN BUILDING L/S |  | CHECK IN DESK H-J | DEAD AREA | Mechanicle | CONVEYOR SID-103 | 1 |  |  | HAL 6106626 |  |  |  | AVERAGE
T1- MAIN BUILDING L/S |  | CHECK IN DESK H-J | DEAD AREA | Mechanicle | CONVEYOR SID-103D | 1 |  |  | HAL 6107535 |  |  |  | AVERAGE
T1- MAIN BUILDING L/S |  | CHECK IN DESK H-J | DEAD AREA | Electrical | PANEL | 1 |  |  | SID 103-PLC-01 |  |  |  | AVERAGE
T1- MAIN BUILDING L/S |  | CHECK IN DESK H-J | DEAD AREA | Electrical | STARTER PANEL | 1 |  |  | SID 103-STR-01 |  |  |  | AVERAGE
T1- MAIN BUILDING L/S |  | CHECK IN DESK H-J | DEAD AREA | Electrical | MAIN SWITCH PANEL | 1 |  |  | SFC015-ENC-01 |  |  |  | AVERAGE
T1- MAIN BUILDING L/S |  | CHECK IN DESK H-J | DEAD AREA | Electrical | MAIN SWITCH PANEL | 1 |  |  | SFC014-ENC-01 |  |  |  | AVERAGE
T1- MAIN BUILDING L/S |  | CHECK IN DESK H-J | DEAD AREA | Electrical | MAIN SWITCH PANEL | 1 |  |  | SFC013-ENC-01 |  |  |  | AVERAGE
T1- MAIN BUILDING L/S |  | CHECK IN DESK H-J | DEAD AREA | Electrical | MAIN SWITCH PANEL | 1 |  |  | SFC012-ENC-01 |  |  |  | AVERAGE
T1- MAIN BUILDING L/S |  | CHECK IN DESK H-J | DEAD AREA | Electrical | MAIN SWITCH PANEL | 1 |  |  | SFC011-ENC-01 |  |  |  | AVERAGE
T1- MAIN BUILDING L/S |  | CHECK IN DESK H-J | DEAD AREA | Electrical | MAIN SWITCH PANEL | 1 |  |  | SFC010-ENC-01 |  |  |  | AVERAGE
T1- MAIN BUILDING L/S |  | CHECK IN DESK H-J | DEAD AREA | Electrical | MAIN SWITCH PANEL | 1 |  |  | SFC009-ENC-01 |  |  |  | AVERAGE
T1- MAIN BUILDING L/S |  | CHECK IN DESK H-J | DEAD AREA | Electrical | PANEL | 1 |  |  | SID 102-PLC 01 |  |  |  | AVERAGE
T1- MAIN BUILDING L/S |  | CHECK IN DESK H-J | DEAD AREA | Electrical | STARTER PANEL | 1 |  |  | SID 102-STR-01 |  |  |  | AVERAGE
T1- MAIN BUILDING L/S |  | CHECK IN DESK H-J | DEAD AREA | Mechanicle | CONVEYOR SID 102 | 1 |  |  | HAL 6106625 |  |  |  | AVERAGE
T1- MAIN BUILDING L/S |  | CHECK IN DESK H-J | DEAD AREA | Mechanicle | CONVEYOR SID D | 1 |  |  | HAL 6107540 |  |  |  | AVERAGE
T1- MAIN BUILDING L/S |  | CHECK IN DESK H-J | DEAD AREA | Electrical | MAIN SWITCH PANEL | 1 |  |  | SFC007-ENC-01 |  |  |  | AVERAGE
T1- MAIN BUILDING L/S |  | CHECK IN DESK H-J | DEAD AREA | Electrical | MAIN SWITCH PANEL | 1 |  |  | SFC006-ENC-01 |  |  |  | AVERAGE
T1- MAIN BUILDING L/S |  | CHECK IN DESK H-J | DEAD AREA | Mechanicle | CONVEYOR SID 101 | 1 |  |  | HAL; 6106624 |  |  |  | AVERAGE
T1- MAIN BUILDING L/S |  | CHECK IN DESK H-J | DEAD AREA | Mechanicle | CONVEYOR SID 101D | 1 |  |  | HAL 6107545 |  |  |  | AVERAGE
T1- MAIN BUILDING L/S |  | CHECK IN DESK H-J | DEAD AREA | Electrical | MAIN SWITCH PANEL | 1 |  |  | SFC005-ENC-01 |  |  |  | AVERAGE
T1- MAIN BUILDING L/S |  | CHECK IN DESK H-J | DEAD AREA | Electrical | MAIN SWITCH PANEL | 1 |  |  | SFC004-ENC-01 |  |  |  | AVERAGE
T1- MAIN BUILDING L/S |  | CHECK IN DESK H-J | DEAD AREA | Electrical | MAIN SWITCH PANEL | 1 |  |  | SFC003-ENC-01 |  |  |  | AVERAGE
T1- MAIN BUILDING L/S |  | CHECK IN DESK H-J | DEAD AREA | Electrical | MAIN SWITCH PANEL | 1 |  |  | SFC002-ENC-01 |  |  |  | AVERAGE
T1- MAIN BUILDING L/S |  | CHECK IN DESK H-J | DEAD AREA | Electrical | MAIN SWITCH PANEL | 1 |  |  | SFC001-ENC-01 |  |  |  | AVERAGE
T1- MAIN BUILDING L/S |  | CHECK IN DESK H-J | DEAD AREA | Electrical | PANEL | 1 |  |  | SID 100-PLC-01 |  |  |  | AVERAGE
T1- MAIN BUILDING L/S |  | CHECK IN DESK H-J | DEAD AREA | Electrical | STARTER PANEL | 1 |  |  | SID 100-STR-01 |  |  |  | AVERAGE
T1- MAIN BUILDING L/S |  | CHECK IN DESK H-J | DEAD AREA | Mechanicle | CONVEYOR SID 100 | 1 |  |  | HAL 6106623 |  |  |  | AVERAGE
T1- MAIN BUILDING L/S |  | CHECK IN DESK H-J | DEAD AREA | Mechanicle | CONVEYOR SID100D | 1 |  |  | HAL 6107550 |  |  |  | AVERAGE
T1- MAIN BUILDING L/S |  | CHECK IN DESK H-J | DEAD AREA | Electrical | MAIN SWITCH PANEL | 1 |  |  | SFC001-ENC-01 |  |  |  | AVERAGE
T1- MAIN BUILDING L/S |  | CHECK IN DESK H-J | DEAD AREA | Mechanicle | CONVEYOR BAG DR0P | 16 |  |  | NO REF |  |  |  | AVERAGE
T1- MAIN BUILDING L/S |  | CHECK IN DESK H-J | DEAD AREA | Electrical | NORMAL LIGHTING | 36 |  |  | NO REF |  |  |  | AVERAGE
T1- MAIN BUILDING L/S |  | CHECK IN DESK H-J | DEAD AREA | Electrical | ELT | 1 |  |  | 3LT-LNM00376 |  |  |  | AVERAGE
T1- MAIN BUILDING L/S |  | CHECK IN DESK H-J | DEAD AREA | Electrical | ELT | 1 |  |  | 3LT-LNM00377 |  |  |  | AVERAGE
T1- MAIN BUILDING L/S |  | CHECK IN DESK H-J | DEAD AREA | IT | WLAN | 1 |  |  | LHR1111T1-A1-AP00228 |  |  |  | GOOD
T1- MAIN BUILDING L/S |  | CHECK IN DESK H-J | DEAD AREA | Electrical | ELT | 1 |  |  | 3LT-LNM00378 |  |  |  | AVERAGE
T1- MAIN BUILDING L/S |  | CHECK IN DESK H-J | DEAD AREA | Electrical | ELT | 1 |  |  | 3LT-LNM00371 |  |  |  | AVERAGE
T1- MAIN BUILDING L/S |  | CHECK IN DESK H-J | DEAD AREA | Electrical | ELT | 1 |  |  | 3LT-LNM00372 |  |  |  | AVERAGE
T1- MAIN BUILDING L/S |  | CHECK IN DESK H-J | DEAD AREA | Electrical | ELT | 1 |  |  | 3LT-LNM00373 |  |  |  | AVERAGE
T1- MAIN BUILDING L/S |  | CHECK IN DESK H-J | DEAD AREA | IT | WLAN | 1 |  |  | LHR1214T1-A3-AP00243 |  |  |  | GOOD
T1- MAIN BUILDING L/S |  | CHECK IN DESK H-J | DEAD AREA | Electrical | ELT | 1 |  |  | 3LT-LNM00374 |  |  |  | AVERAGE
T1- MAIN BUILDING L/S |  | CHECK IN DESK H-J | DEAD AREA | Electrical | ELT | 1 |  |  | 3LT-LNM00375 |  |  |  | GOOD
T1- MAIN BUILDING L/S |  | CHECK IN DESK H-J | DEAD AREA | IT | CCTV | 2 |  |  | NO REF | SONY |  |  | AVERAGE
T1- MAIN BUILDING L/S |  | CHECK IN DESK H-J | DEAD AREA | IT | FIDS | 2 |  |  | 11134-FIDS-DSD-MON00140 /PAN00113 |  |  |  | AVERAGE
T1- MAIN BUILDING L/S |  | CHECK IN DESK H-J | DEAD AREA | Fire | FIRE DOOR | 2 |  |  | T1-FDR 506 /507 |  |  |  | AVERAGE
T1- MAIN BUILDING L/S |  | CHECK IN DESK H-J | DEAD AREA | Electrical | MAID | 1 |  |  | NO REF |  |  |  | AVERAGE
T1- MAIN BUILDING L/S |  | CHECK IN DESK H-J | DEAD AREA | Electrical | ELT | 10 |  |  | NO REF |  |  |  | POOR
T1- MAIN BUILDING L/S |  | CHECK IN DESK H-J | DEAD AREA | Electrical | NORMAL LIGHTING | 27 |  |  | NO REF |  |  |  | AVERAGE
T1- MAIN BUILDING L/S |  | CHECK IN DESK H-J | DEAD AREA |  | MIRROR | 1 |  |  | NO REF |  |  |  | AVERAGE
T1- MAIN BUILDING L/S |  | CHECK IN DESK H-J | DEAD AREA | Fire | FIRE DOOR | 1 |  |  | NO REF |  |  |  | GOOD
T1- MAIN BUILDING L/S |  | CHECK IN DESK H-J | DEAD AREA | Fire | FIRE DOOR | 1 |  |  | T1 -FDR 0527 |  |  |  | GOOD
T1- MAIN BUILDING L/S |  | CHECK IN DESK H-J | DEAD AREA | Electrical | WALL LIGHT | 3 |  |  | 3SH-RYB3-3L123-SW.FUSE-L1 |  |  |  | AVERAGE
T1- MAIN BUILDING L/S |  | CHECK IN DESK H-J | DEAD AREA | IT | TICKET CHECK IN | 1 |  |  | LHR1KJ02 |  |  |  | GOOD
T1- MAIN BUILDING L/S |  | CHECK IN DESK H-J | DEAD AREA | IT | TICKET CHECK IN | 1 |  |  | LHR1KJ01 |  |  |  | GOOD
T1- MAIN BUILDING L/S |  | CHECK IN DESK H-J | DEAD AREA | IT | CCTV | 1 |  |  | NO REF | TOUCHSTONE |  |  | AVERAGE
T1- MAIN BUILDING L/S |  | CHECK IN DESK H-J | DEAD AREA | IT | TICKET CHECK IN | 1 |  |  | LHR1KH04 |  |  |  | GOOD
T1- MAIN BUILDING L/S |  | CHECK IN DESK H-J | DEAD AREA | IT | TICKET CHECK IN | 1 |  |  | LHR1KH05 |  |  |  | GOOD
T1- MAIN BUILDING L/S |  | CHECK IN DESK H-J | DEAD AREA | IT | TICKET CHECK IN | 1 |  |  | LHR1KH06 |  |  |  | GOOD
T1- MAIN BUILDING L/S |  | CHECK IN DESK H-J | DEAD AREA | IT | TICKET CHECK IN | 1 |  |  | LHR1KH07 |  |  |  | GOOD
T1- MAIN BUILDING L/S |  | CHECK IN DESK H-J | DEAD AREA | IT | TICKET CHECK IN | 1 |  |  | LHR1KH08 |  |  |  | GOOD
T1- MAIN BUILDING L/S |  | CHECK IN DESK H-J | DEAD AREA | IT | TICKET CHECK IN | 1 |  |  | LHR1KH09 |  |  |  | GOOD
T1- MAIN BUILDING L/S |  | CHECK IN DESK H-J | DEAD AREA | IT | TICKET CHECK IN | 1 |  |  | LHR1KH10 |  |  |  | GOOD
T1- MAIN BUILDING L/S |  | CHECK IN DESK H-J | DEAD AREA | Electrical | EMGY SIGN | 1 |  |  | B04-1C-13-9L2 |  |  |  | AVERAGE
T1- MAIN BUILDING L/S |  | CHECK IN DESK H-J | DEAD AREA | Fire | FIRE DOOR | 1 |  |  | T1 -FDR 0530 |  |  |  | GOOD
PIER 4 | ZONE 63 | GATE 5 | LIVE AREA | HVAC | HVAC UNIT | 1 |  |  | ID 1208736 | THERMOSCREENS |  |  | AVERAGE
PIER 4 | ZONE 63 | GATE 5 | LIVE AREA | Fire | FIRE DOOR | 2 |  |  | ID FD855 /556 |  |  |  | AVERAGE
PIER 4 | ZONE 63 | GATE 5 | LIVE AREA | Electrical | MAID NEW | 4 |  |  | NO REF |  |  |  | GOOD
PIER 4 | ZONE 63 | GATE 5 | LIVE AREA | Electrical | DIU | 2 |  |  | NO REF |  |  |  | AVERAGE
PIER 4 | ZONE 63 | GATE 5 | LIVE AREA | Electrical | ELECTRICAL HEATER | 2 |  |  | NO REF | DIMPLEX |  |  | AVERAGE
PIER 4 | ZONE 63 | GATE 5 | LIVE AREA | Electrical | EMGY SIGN | 1 |  |  | P4-45-SC-30W |  |  |  | AVERAGE
PIER 4 | ZONE 63 | GATE 5 | LIVE AREA | Electrical | Static Signage | 1 |  | ARRIVALS, BAGGAGE RECLAIM,FLT CONNECTIONS | NO REF |  |  |  | AVERAGE
PIER 4 | ZONE 63 | GATE 5 | LIVE AREA | Fire | FIRE DOOR | 1 |  |  | T 1- FDR 0148 |  |  |  | AVERAGE
PIER 4 | ZONE 63 | GATE 5 | LIVE AREA | Mechanicle | AIRBRIDGE 103 | 1 |  |  | HAL 6100446 |  |  |  | POOR
PIER 4 | ZONE 63 | GATE 5 | LIVE AREA | Electrical | NORMAL LIGHTING… | 12 |  |  | NO REF |  |  |  | POOR
PIER 4 | ZONE 63 | GATE 5 | LIVE AREA | Electrical | ELT | 7 |  |  | NO REF |  |  |  | POOR
PIER 4 | ZONE 63 | GATE 5 | LIVE AREA | Fire | SOUNDERS & BEACONS… | 2 |  |  | NO REF |  |  |  | AVERAGE
PIER 4 | ZONE 68 B | GATE 5 SLUICE | LIVE AREA | Electrical | ELT | 1 |  |  | NO REF |  |  |  | GOOD
PIER 4 | ZONE 68 B | GATE 5 SLUICE | LIVE AREA | Electrical | NORMAL LIGHTING… | 1 |  |  | NO REF |  |  |  | GOOD
PIER 4 | ZONE 68 B | GATE 5 SLUICE | LIVE AREA | Mechanicle | CWS VALVES | 14 |  |  | NO REF |  |  |  | AVERAGE
PIER 4 | ZONE 68 B | GATE 5 SLUICE | LIVE AREA | IT | SALTO | 1 |  |  | NO REF |  |  |  | GOOD
PIER 4 | ZONE 68 B | GATE 5 SLUICE | LIVE AREA | Electrical | OVERFLOW | 1 |  |  | NO REF | D107 OFD |  |  | AVERAGE
PIER 4 | ZONE 68 B | GATE 5 SLUICE | LIVE AREA | Mechanicle | FLUSH VALVES | 9 |  |  | NO REF | D100 |  |  | AVERAGE
PIER 4 | ZONE 68 B | GATE 5 SLUICE | LIVE AREA | Electrical | SENSOR PANEL | 9 |  |  | NO REF | PERRYMAC 102-030-030/2.384. |  |  | AVERAGE
PIER 4 | ZONE 68 B | GATE 5 SLUICE | LIVE AREA | Fire | FIRE DOOR | 1 |  |  | NO REF |  |  |  | AVERAGE
PIER 4 | ZONE 68 | GATE 5 TOILETS | LIVE AREA | Fire | FIRE DOOR | 2 |  |  | NO REF |  |  |  | AVERAGE
PIER 4 | ZONE 68 | GATE 5 TOILETS | LIVE AREA | Electrical | PANIC ALARM | 1 |  |  | NO REF |  |  |  | GOOD
PIER 4 | ZONE 68 | GATE 5 TOILETS | LIVE AREA | Mechanicle | FLUSH VALVE | 1 |  |  | NO REF | D100 |  |  | AVERAGE
PIER 4 | ZONE 68 | GATE 5 TOILETS | LIVE AREA | Electrical | SENSOR | 1 |  |  | NO REF | PERRY MAC 1020-230-00-2-384 |  |  | AVERAGE
PIER 4 | ZONE 68 | GATE 5 TOILETS | LIVE AREA | Mechanicle | VALVES | 3 |  |  | NO REF |  |  |  | AVERAGE
PIER 4 | ZONE 68 | GATE 5 TOILETS | LIVE AREA | Electrical | NORMAL LIGHTING CONTROL | 5 |  |  | NO REF |  |  |  | AVERAGE
PIER 4 | ZONE 68 | GATE 5 TOILETS | LIVE AREA | IT | SALTO | 2 |  |  | NO REF |  |  |  | GOOD
PIER 4 | ZONE 68 | GATE 5 TOILETS | LIVE AREA | Fire | SOUNDERS & BEACONS. | 3 |  |  | NO REF |  |  |  | GOOD
PIER 4 | ZONE 68 | GATE 5 TOILETS | LIVE AREA | Electrical | ELT | 12 |  |  | NO REF |  |  |  | AVERAGE
PIER 4 | ZONE 68 | GATE 5 TOILETS | LIVE AREA | Electrical | ELT | 6 |  |  | NO REF |  |  |  | AVERAGE
PIER 4 | ZONE 68 | GATE 5 TOILETS | LIVE AREA |  | ELT | 11 |  |  | NO REF |  |  |  | GOOD
PIER 4 | ZONE 68 | GATE 5 TOILETS | LIVE AREA | Electrical | ELT | 33 |  |  | NO REF |  |  |  | AVERAGE
PIER 4 | ZONE 68 | GATE 5 TOILETS | LIVE AREA |  | ELT | 7 |  |  | NO REF |  |  |  | GOOD
PIER 4 | ZONE 68 | GATE 5 TOILETS | LIVE AREA |  | ELT | 10 |  |  | NO REF |  |  |  | AVERAGE
PIER 4 | ZONE 68 | GATE 5 TOILETS | LIVE AREA |  | ELT | 12 |  |  | NO REF |  |  |  | AVERAGE
PIER 4 | ZONE 68 | GATE 5 TOILETS | LIVE AREA |  | ELT | 3 |  |  | NO REF |  |  |  | AVERAGE
T-1 MAIN BUILDING L/S | ZONE 185 | ZONE G CHECK IN | DEAD AREA | Electrical | CHECK- IN DESK | 1 |  |  | LHR1ZG08 |  |  |  | AVERAGE
T-1 MAIN BUILDING L/S | ZONE 185 | ZONE G CHECK IN | DEAD AREA | Electrical | CHECK- IN DESK | 1 |  |  | LHR1ZG06 |  |  |  | AVERAGE
T-1 MAIN BUILDING L/S | ZONE 185 | ZONE G CHECK IN | DEAD AREA | Electrical | CHECK- IN DESK | 1 |  |  | LHR1ZG04 |  |  |  | AVERAGE
T-1 MAIN BUILDING L/S | ZONE 185 | ZONE G CHECK IN | DEAD AREA | Electrical | CHECK- IN DESK | 1 |  |  | LHR1ZG02 |  |  |  | AVERAGE
T-1 MAIN BUILDING L/S | ZONE 185 | ZONE G CHECK IN | DEAD AREA | Electrical | CHECK- IN DESK | 1 |  |  | LHR1ZG01 |  |  |  | AVERAGE
T-1 MAIN BUILDING L/S | ZONE 185 | ZONE G CHECK IN | DEAD AREA | Electrical | CHECK- IN DESK | 1 |  |  | LHR1ZG03 |  |  |  | AVERAGE
T-1 MAIN BUILDING L/S | ZONE 185 | ZONE G CHECK IN | DEAD AREA | Electrical | CHECK- IN DESK | 1 |  |  | LHR1ZG05 |  |  |  | AVERAGE
T-1 MAIN BUILDING L/S | ZONE 185 | ZONE G CHECK IN | DEAD AREA | Electrical | CHECK- IN DESK | 1 |  |  | LHR1ZG07 |  |  |  | AVERAGE
T-1 MAIN BUILDING L/S | ZONE 185 | ZONE G CHECK IN | DEAD AREA | Mechanical | CONVERYOR BAG DROP | 8 |  |  | NO REF |  |  |  | AVERAGE
T-1 MAIN BUILDING L/S | ZONE 185 | ZONE G CHECK IN | DEAD AREA | IT | FIDS / PAN | 1 |  |  | 11134-FIDS-DSD-MON00070 /PAN0070 | NEC 32' |  |  | GOOD
T-1 MAIN BUILDING L/S | ZONE 185 | ZONE G CHECK IN | DEAD AREA | IT | FIDS / PAN | 1 |  |  | 11134-FIDS-DSD-MON00072 /PAN00072 | NEC 32' |  |  | GOOD
T-1 MAIN BUILDING L/S | ZONE 185 | ZONE G CHECK IN | DEAD AREA | IT | FIDS / PAN | 1 |  |  | 11134-FIDS-DSD-MON00074 /PAN00074 | NEC 32' |  |  | GOOD
T-1 MAIN BUILDING L/S | ZONE 185 | ZONE G CHECK IN | DEAD AREA | IT | FIDS / PAN | 1 |  |  | 11134-FIDS-DSD-MON00076 /PAN00076 | NEC 32' |  |  | GOOD
T-1 MAIN BUILDING L/S | ZONE 185 | ZONE G CHECK IN | DEAD AREA | IT | FIDS / PAN | 1 |  |  | 11134-FIDS-DSD-MON00077 /PAN00077 | NEC 32' |  |  | GOOD
T-1 MAIN BUILDING L/S | ZONE 185 | ZONE G CHECK IN | DEAD AREA | IT | FIDS / PAN | 1 |  |  | 11134-FIDS-DSD-MON00075 /PAN00075 | NEC 32' |  |  | GOOD
T-1 MAIN BUILDING L/S | ZONE 185 | ZONE G CHECK IN | DEAD AREA | IT | FIDS / PAN | 1 |  |  | 11134-FIDS-DSD-MON00073 /PAN00075 | NEC 32' |  |  | GOOD
T-1 MAIN BUILDING L/S | ZONE 185 | ZONE G CHECK IN | DEAD AREA | IT | FIDS / PAN | 1 |  |  | 11134-FIDS-DSD-MON00071 /PAN00071 | NEC 32' |  |  | GOOD
T-1 MAIN BUILDING L/S | Z0NE 185 | ZONE G CHECK IN | DEAD AREA | Mechanical | CONVEYOR BAG DROP & ROLLER SHUTTERS | 1 |  |  | NO REF |  |  |  | AVERAGE
T-1 MAIN BUILDING L/S | ZONE 185 | ZONE G CHECK IN | DEAD AREA | Electrical | NORMAL LIGHTING…. | 32 |  |  | NO REF |  |  |  | POOR
T-1 MAIN BUILDING L/S | ZONE 185 | ZONE G CHECK IN | DEAD AREA | Electrical | SELF SERVICE TICKET CHECK-IN | 1 |  |  | LHR1KG08 |  |  |  | GOOD
T-1 MAIN BUILDING L/S | ZONE 185 | ZONE G CHECK IN | DEAD AREA | Electrical | SELF SERVICE TICKET CHECK-IN | 1 |  |  | LHR1KG07 |  |  |  | GOOD
T-1 MAIN BUILDING L/S | ZONE 185 | ZONE G CHECK IN | DEAD AREA | Electrical | SELF SERVICE TICKET CHECK-IN | 1 |  |  | LHR1KG06 |  |  |  | GOOD
T-1 MAIN BUILDING L/S | ZONE 185 | ZONE G CHECK IN | DEAD AREA | Electrical | SELF SERVICE TICKET CHECK-IN | 1 |  |  | LHR1KG05 |  |  |  | GOOD
T-1 MAIN BUILDING L/S | ZONE 185 | ZONE G CHECK IN | DEAD AREA | Electrical | SELF SERVICE TICKET CHECK-IN | 1 |  |  | LHR1KG04 |  |  |  | GOOD
T-1 MAIN BUILDING L/S | ZONE 185 | ZONE G CHECK IN | DEAD AREA | Electrical | SELF SERVICE TICKET CHECK-IN | 1 |  |  | LHR1KG03 |  |  |  | GOOD
T-1 MAIN BUILDING L/S | ZONE 185 | ZONE G CHECK IN | DEAD AREA | Electrical | SELF SERVICE TICKET CHECK-IN | 1 |  |  | LHR1KG02 |  |  |  | GOOD
T-1 MAIN BUILDING L/S | ZONE 185 | ZONE G CHECK IN | DEAD AREA | Electrical | SELF SERVICE TICKET CHECK-IN | 1 |  |  | LHR1KG01 |  |  |  | GOOD
T-1 MAIN BUILDING L/S | ZONE 185 | ZONE G CHECK IN | DEAD AREA | Electrical | Static Signage | 1 |  | ZONE G | NO REF |  |  |  | AVERAGE
T-1 MAIN BUILDING L/S | ZONE 185 | ZONE G CHECK IN | DEAD AREA | Electrical | Static Signage | 1 |  | ALL DEPARTURE GATES,AIRPORT INFORMATION, LEFT BAGGAGE,RESTARANTS/CAFÉ/ | NO REF |  |  |  | AVERAGE
T -1 MAIN BUILDING L/S | ZONE 186 | ZONE F CHECK IN | DEAD AREA | Electrical | CHECK- IN DESK | 1 |  |  | LHR1ZF02 |  |  |  | AVERAGE
T -1 MAIN BUILDING L/S | ZONE 186 | ZONE F CHECK IN | DEAD AREA | Electrical | CHECK- IN DESK | 1 |  |  | LHR1ZF04 |  |  |  | AVERAGE
T -1 MAIN BUILDING L/S | ZONE 186 | ZONE F CHECK IN | DEAD AREA | Electrical | CHECK- IN DESK | 1 |  |  | LHR1ZF06 |  |  |  | AVERAGE
T -1 MAIN BUILDING L/S | ZONE 186 | ZONE F CHECK IN | DEAD AREA | Electrical | CHECK- IN DESK | 1 |  |  | LHR1ZF08 |  |  |  | AVERAGE
T -1 MAIN BUILDING L/S | ZONE 186 | ZONE F CHECK IN | DEAD AREA | Electrical | CHECK- IN DESK | 1 |  |  | LHR1ZF07 |  |  |  | AVERAGE
T -1 MAIN BUILDING L/S | ZONE 186 | ZONE F CHECK IN | DEAD AREA | Electrical | CHECK- IN DESK | 1 |  |  | LHR1ZF05 |  |  |  | AVERAGE
T -1 MAIN BUILDING L/S | ZONE 186 | ZONE F CHECK IN | DEAD AREA | Electrical | CHECK- IN DESK | 1 |  |  | LHR1ZF03 |  |  |  | AVERAGE
T -1 MAIN BUILDING L/S | ZONE 186 | ZONE F CHECK IN | DEAD AREA | Electrical | CHECK- IN DESK | 1 |  |  | LHR1ZF01 |  |  |  | AVERAGE
T -1 MAIN BUILDING L/S | ZONE 186 | ZONE F CHECK IN | DEAD AREA | Mechanical | CONVEYOR BAG DROP | 8 |  |  | NO REF |  |  |  | AVERAGE
T -1 MAIN BUILDING L/S | ZONE 186 | ZONE F CHECK IN | DEAD AREA | Mechanical | CONVEYOR BAG DROP & ROLLER SUTTER | 1 |  |  | NO REF |  |  |  | AVERAGE
T -1 MAIN BUILDING L/S | ZONE 186 | ZONE F CHECK IN | DEAD AREA | IT | FIDS / PAN | 1 |  |  | 11134-FIDS-DSD-MON00061 /PAN00061 |  | NEC 32' |  | GOOD
T -1 MAIN BUILDING L/S | ZONE 186 | ZONE F CHECK IN | DEAD AREA | IT | FIDS / PAN | 1 |  |  | 11134-FIDS-DSD-MON00063 /PAN00063 |  | NEC 32' |  | GOOD
T -1 MAIN BUILDING L/S | ZONE 186 | ZONE F CHECK IN | DEAD AREA | IT | FIDS / PAN | 1 |  |  | 11134-FIDS-DSD-MON00065 /PAN00065 |  | NEC 32' |  | GOOD
T -1 MAIN BUILDING L/S | ZONE 186 | ZONE F CHECK IN | DEAD AREA | IT | FIDS / PAN | 1 |  |  | 11134-FIDS-DSD-MON00067 /PAN00067 |  | NEC 32' |  | GOOD
T -1 MAIN BUILDING L/S | ZONE 186 | ZONE F CHECK IN | DEAD AREA | IT | FIDS / PAN | 1 |  |  | 11134-FIDS-DSD-MON00068 /PAN00068 |  | NEC 32' |  | GOOD
T -1 MAIN BUILDING L/S | ZONE 186 | ZONE F CHECK IN | DEAD AREA | IT | FIDS / PAN | 1 |  |  | 11134-FIDS-DSD-MON00066 /PAN00066 |  | NEC 32' |  | GOOD
T -1 MAIN BUILDING L/S | ZONE 186 | ZONE F CHECK IN | DEAD AREA | IT | FIDS / PAN | 1 |  |  | 11134-FIDS-DSD-MON00062 /PAN00062 |  | NEC 32' |  | GOOD
T -1 MAIN BUILDING L/S | ZONE 186 | ZONE F CHECK IN | DEAD AREA | Electrical | SELF SERVICE CHECK-IN | 1 |  |  | LHR1KF05 |  |  |  | GOOD
T -1 MAIN BUILDING L/S | ZONE 186 | ZONE F CHECK IN | DEAD AREA | Electrical | SELF SERVICE CHECK-IN | 1 |  |  | LHR1KF04 |  |  |  | GOOD
T -1 MAIN BUILDING L/S | ZONE 186 | ZONE F CHECK IN | DEAD AREA | Electrical | SELF SERVICE CHECK-IN | 1 |  |  | LHR1KF03 |  |  |  | GOOD
T -1 MAIN BUILDING L/S | ZONE 186 | ZONE F CHECK IN | DEAD AREA | Electrical | SELF SERVICE CHECK-IN | 1 |  |  | LHR1KF02 |  |  |  | GOOD
T -1 MAIN BUILDING L/S | ZONE 186 | ZONE F CHECK IN | DEAD AREA | Electrical | SELF SERVICE CHECK-IN | 1 |  |  | LHR1KF01 |  |  |  | GOOD
T -1 MAIN BUILDING L/S | ZONE 186 | ZONE F CHECK IN | DEAD AREA | Electrical | NORMAL LIGHTING | 24 |  |  | NO REF |  |  |  | AVERAGE
T -1 MAIN BUILDING L/S | ZONE 186 | ZONE F CHECK IN | DEAD AREA | Electrical | Static Signage | 1 |  | ZONE F | NO REF |  |  |  | AVERAGE
T -1 MAIN BUILDING L/S | ZONE 186 | ZONE F CHECK IN | DEAD AREA | Electrical | Static Signage | 1 |  | ZONE J | NO REF |  |  |  | AVERAGE
T -1 MAIN BUILDING L/S | ZONE 186 | ZONE F CHECK IN | DEAD AREA | IT | CCTV | 2 |  |  | NO REF | TOIUCHSTONE |  |  | AVERAGE
T -1 MAIN BUILDING L/S | ZONE 187 | ZONE E CHECK IN | DEAD AREA | Electrical | CHECK IN DESK | 1 |  |  | LHR1ZE04 |  |  |  | AVERAGE
T -1 MAIN BUILDING L/S | ZONE 187 | ZONE E CHECK IN | DEAD AREA | Electrical | CHECK IN DESK | 1 |  |  | LHR1ZE03 |  |  |  | AVERAGE
T -1 MAIN BUILDING L/S | ZONE 187 | ZONE E CHECK IN | DEAD AREA | Electrical | CHECK IN DESK | 1 |  |  | LHR1ZE02 |  |  |  | AVERAGE
T -1 MAIN BUILDING L/S | ZONE 187 | ZONE E CHECK IN | DEAD AREA | Electrical | CHECK IN DESK | 1 |  |  | LHR1ZE01 |  |  |  | AVERAGE
T -1 MAIN BUILDING L/S | ZONE 187 | ZONE E CHECK IN | DEAD AREA | IT | FIDS | 1 |  |  | 11134-FIDS-DSD-MON00053 /PAN00053 |  | NEC 32' |  | GOOD
T -1 MAIN BUILDING L/S | ZONE 187 | ZONE E CHECK IN | DEAD AREA | IT | FIDS | 1 |  |  | 11134-FIDS-DSD-MON00055 /PAN00055 |  | NEC 32' |  | GOOD
T -1 MAIN BUILDING L/S | ZONE 187 | ZONE E CHECK IN | DEAD AREA | IT | FIDS | 1 |  |  | 11134-FIDS-DSD-MON00057 /PAN00057 |  | NEC 32' |  | GOOD
T -1 MAIN BUILDING L/S | ZONE 187 | ZONE E CHECK IN | DEAD AREA | IT | FIDS | 1 |  |  | 11134-FIDS-DSD-MON00059 /PAN00059 |  | NEC 32' |  | GOOD
T -1 MAIN BUILDING L/S | ZONE 187 | ZONE E CHECK IN | DEAD AREA | Electrical | NORMAL LIGHTING…. | 40 |  |  | NO REF |  |  |  | AVERAGE
T -1 MAIN BUILDING L/S | ZONE 187 | ZONE E CHECK IN | DEAD AREA | Mechanical | CONVEYOR BAG DROP | 4 |  |  | NO REF |  |  |  | AVERAGE
T -1 MAIN BUILDING L/S | ZONE 187 | ZONE E CHECK IN | DEAD AREA | Mechanical | CONVEYOR BAG DROP & ROLLER SHUTTERS | 1 |  |  | NO REF |  |  |  | AVERAGE
T -1 MAIN BUILDING L/S | ZONE 187 | ZONE E CHECK IN | DEAD AREA | Electrical | Static Signage | 1 |  | ZONE E | NO REF |  |  |  | AVERAGE
T -1 MAIN BUILDING L/S | ZONE 187 | ZONE E CHECK IN | DEAD AREA | Electrical | Static Signage | 1 |  | ALL DEPARTURE GATES, AIRPORT INFORMATION LEFT BAGGAGE.. | NO REF |  |  |  | AVERAGE
T -1 MAIN BUILDING L/S | ZONE 187 | ZONE E CHECK IN | DEAD AREA | Electrical | SELF SEVICE TICKET CHECK- IN | 1 |  |  | LHR1KE01 |  |  |  | GOOD
T -1 MAIN BUILDING L/S | ZONE 187 | ZONE E CHECK IN | DEAD AREA | Electrical | SELF SEVICE TICKET CHECK- IN | 2 |  |  | LHR1KE02 |  |  |  | GOOD
T -1 MAIN BUILDING L/S | ZONE 187 | ZONE E CHECK IN | DEAD AREA | Electrical | SELF SEVICE TICKET CHECK- IN | 1 |  |  | LHR1KE03 |  |  |  | GOOD
T -1 MAIN BUILDING L/S | ZONE 187 | ZONE E CHECK IN | DEAD AREA | Electrical | SELF SEVICE TICKET CHECK- IN | 1 |  |  | LHR1KE04 |  |  |  | GOOD
T -1 MAIN BUILDING L/S | ZONE 187 | ZONE E CHECK IN | DEAD AREA | Electrical | Static Signage | 1 |  | HEATHROW SIGN | NO REF |  |  |  | GOOD
T -1 MAIN BUILDING L/S | ZONE 187 | ZONE E CHECK IN | DEAD AREA | Electrical | Static Signage | 1 |  | CHECK -IN ZONE Y , OUT SIZE BAGGAGE, CUSTOMS ,.. | NO REF |  |  |  | GOOD
T -1 MAIN BUILDING L/S | ZONE 187 | ZONE E CHECK IN | DEAD AREA | IT | FIDS | 1 |  |  | FIDS-T1-331-DEP-L-1 |  | 42' |  | AVERAGE
T -1 MAIN BUILDING L/S | ZONE 188 | ZONE D CHECK IN | LIVE AREA | Electrical | SELF SERVICE TICKET CHECK-IN | 1 |  |  | LHR1KD01 |  |  |  | GOOD
T -1 MAIN BUILDING L/S | ZONE 188 | ZONE D CHECK IN | LIVE AREA | Electrical | SELF SERVICE TICKET CHECK-IN | 1 |  |  | LHR1KD02 |  |  |  | GOOD
T -1 MAIN BUILDING L/S | ZONE 188 | ZONE D CHECK IN | LIVE AREA | Electrical | SELF SERVICE TICKET CHECK-IN | 1 |  |  | LHR1KD03 |  |  |  | GOOD
T -1 MAIN BUILDING L/S | ZONE 188 | ZONE D CHECK IN | LIVE AREA | Electrical | SELF SERVICE TICKET CHECK-IN | 1 |  |  | LHR1KD04 |  |  |  | GOOD
T -1 MAIN BUILDING L/S | ZONE 188 | ZONE D CHECK IN | LIVE AREA | IT | FIDS | 1 |  |  | FIDS-T1-330-DEP-L-1 |  | 42' |  | AVERAGE
T -1 MAIN BUILDING L/S | ZONE 188 | ZONE D CHECK IN | LIVE AREA | Electrical | EMGY SIGN | 1 |  |  | NO REF |  |  |  | AVERAGE
T -1 MAIN BUILDING L/S | ZONE 188 | ZONE D CHECK IN | LIVE AREA | Electrical | CHECK IN DESK | 1 |  |  | LHR1ZD08 |  |  |  | AVERAGE
T -1 MAIN BUILDING L/S | ZONE 188 | ZONE D CHECK IN | LIVE AREA | Electrical | CHECK IN DESK | 1 |  |  | LHR1ZD06 |  |  |  | AVERAGE
T -1 MAIN BUILDING L/S | ZONE 188 | ZONE D CHECK IN | LIVE AREA | Electrical | CHECK IN DESK | 1 |  |  | LHR1ZD04 |  |  |  | AVERAGE
T -1 MAIN BUILDING L/S | ZONE 188 | ZONE D CHECK IN | LIVE AREA | Electrical | CHECK IN DESK | 1 |  |  | LHR1ZD02 |  |  |  | AVERAGE
T -1 MAIN BUILDING L/S | ZONE 188 | ZONE D CHECK IN | LIVE AREA | IT | FIDS | 1 |  |  | 11134-FIDS-DSD-MON00052 /PAN00052 |  | NEC 32' |  | GOOD
T -1 MAIN BUILDING L/S | ZONE 188 | ZONE D CHECK IN | LIVE AREA | IT | FIDS | 1 |  |  | 11134-FIDS-DSD-MON00050 /PAN00050 |  | NEC 32' |  | GOOD
T -1 MAIN BUILDING L/S | ZONE 188 | ZONE D CHECK IN | LIVE AREA | IT | FIDS | 1 |  |  | 11134-FIDS-DSD-MON00048 /PAN00048 |  | NEC 32' |  | GOOD
T -1 MAIN BUILDING L/S | ZONE 188 | ZONE D CHECK IN | LIVE AREA | IT | FIDS | 1 |  |  | 11134-FIDS-DSD-MON00046 /PAN00046 |  | NEC 32' |  | GOOD
T -1 MAIN BUILDING L/S | ZONE 188 | ZONE D CHECK IN | LIVE AREA | Electrical | Static Signage | 1 |  | ZONE D | NO REF |  |  |  | AVERAGE
T -1 MAIN BUILDING L/S | ZONE 188 | ZONE D CHECK IN | LIVE AREA | Electrical | CHECK IN DESK | 1 |  |  | LHR1ZD01 |  |  |  | AVERAGE
T -1 MAIN BUILDING L/S | ZONE 188 | ZONE D CHECK IN | LIVE AREA | Electrical | CHECK IN DESK | 1 |  |  | LHR1ZD03 |  |  |  | AVERAGE
T -1 MAIN BUILDING L/S | ZONE 188 | ZONE D CHECK IN | LIVE AREA | Electrical | CHECK IN DESK | 1 |  |  | LHR1ZD05 |  |  |  | AVERAGE
T -1 MAIN BUILDING L/S | ZONE 188 | ZONE D CHECK IN | LIVE AREA | Electrical | CHECK IN DESK | 1 |  |  | LHR1ZD07 |  |  |  | AVERAGE
T -1 MAIN BUILDING L/S | ZONE 188 | ZONE D CHECK IN | LIVE AREA | IT | FIDS | 1 |  |  | 11134-FIDS-DSD-MON00051 /PAN00051 |  | NEC 32' |  | AVERAGE
T -1 MAIN BUILDING L/S | ZONE 188 | ZONE D CHECK IN | LIVE AREA | IT | FIDS | 1 |  |  | 11134-FIDS-DSD-MON00049 /PAN00049 |  | NEC 32' |  | AVERAGE
T -1 MAIN BUILDING L/S | ZONE 188 | ZONE D CHECK IN | LIVE AREA | IT | FIDS | 1 |  |  | 11134-FIDS-DSD-MON00047 /PAN00047 |  | NEC 32' |  | AVERAGE
T -1 MAIN BUILDING L/S | ZONE 188 | ZONE D CHECK IN | LIVE AREA | IT | FIDS | 1 |  |  | 11134-FIDS-DSD-MON00045 /PAN00045 |  | NEC 32' |  | AVERAGE
T -1 MAIN BUILDING L/S | ZONE 188 | ZONE D CHECK IN | LIVE AREA | Mechanical | CONVERYOR BAG DROP. | 8 |  |  | NO REF |  |  |  | AVERAGE
T -1 MAIN BUILDING L/S | ZONE 188 | ZONE D CHECK IN | LIVE AREA | Mechanical | CONVERYOR BAG DROP & ROLLER SHUTTER. | 1 |  |  | NO REF |  |  |  | AVERAGE
T -1 MAIN BUILDING L/S | ZONE 188 | ZONE D CHECK IN | LIVE AREA | Electrical | SELF SERVICE TICKET CHECK-IN | 1 |  |  | LHR1KC17 |  |  |  | GOOD
T -1 MAIN BUILDING L/S | ZONE 189 | ZONE C CHECK IN | LIVE AREA | Electrical | CHECK IN DESK | 1 |  |  | LHR1ZC01 |  |  |  | AVERAGE
T -1 MAIN BUILDING L/S | ZONE 189 | ZONE C CHECK IN | LIVE AREA | Electrical | CHECK IN DESK | 1 |  |  | LHR1ZC02 |  |  |  | AVERAGE
T -1 MAIN BUILDING L/S | ZONE 189 | ZONE C CHECK IN | LIVE AREA | Electrical | CHECK IN DESK | 1 |  |  | LHR1ZC03 |  |  |  | AVERAGE
T -1 MAIN BUILDING L/S | ZONE 189 | ZONE C CHECK IN | LIVE AREA | Electrical | CHECK IN DESK | 1 |  |  | LHR1ZC04 |  |  |  | AVERAGE
T -1 MAIN BUILDING L/S | ZONE 189 | ZONE C CHECK IN | LIVE AREA | Electrical | CHECK IN DESK | 1 |  |  | LHR1ZC05 |  |  |  | AVERAGE
T -1 MAIN BUILDING L/S | ZONE 189 | ZONE C CHECK IN | LIVE AREA | Electrical | CHECK IN DESK | 1 |  |  | LHR1ZC06 |  |  |  | AVERAGE
T -1 MAIN BUILDING L/S | ZONE 189 | ZONE C CHECK IN | LIVE AREA | Electrical | CHECK IN DESK | 1 |  |  | LHR1ZC07 |  |  |  | AVERAGE
T -1 MAIN BUILDING L/S | ZONE 189 | ZONE C CHECK IN | LIVE AREA | Electrical | CHECK IN DESK | 1 |  |  | LHR1ZC08 |  |  |  | AVERAGE
T -1 MAIN BUILDING L/S | ZONE 189 | ZONE C CHECK IN | LIVE AREA | Electrical | CHECK IN DESK | 1 |  |  | LHR1ZC09 |  |  |  | AVERAGE
T -1 MAIN BUILDING L/S | ZONE 189 | ZONE C CHECK IN | LIVE AREA | Electrical | CHECK IN DESK | 1 |  |  | LHR1ZC10 |  |  |  | AVERAGE
T -1 MAIN BUILDING L/S | ZONE 189 | ZONE C CHECK IN | LIVE AREA | Electrical | CHECK IN DESK | 1 |  |  | LHR1ZC11 |  |  |  | AVERAGE
T -1 MAIN BUILDING L/S | ZONE 189 | ZONE C CHECK IN | LIVE AREA | Electrical | CHECK IN DESK | 1 |  |  | LHR1ZC12 |  |  |  | AVERAGE
T -1 MAIN BUILDING L/S | ZONE 189 | ZONE C CHECK IN | LIVE AREA | Electrical | CHECK IN DESK | 1 |  |  | LHR1ZC13 |  |  |  | AVERAGE
T -1 MAIN BUILDING L/S | ZONE 189 | ZONE C CHECK IN | LIVE AREA | Electrical | CHECK IN DESK | 1 |  |  | LHR1ZC14 |  |  |  | AVERAGE
T -1 MAIN BUILDING L/S | ZONE 189 | ZONE C CHECK IN | LIVE AREA | Electrical | CHECK IN DESK | 1 |  |  | LHR1ZC15 |  |  |  | AVERAGE
T -1 MAIN BUILDING L/S | ZONE 189 | ZONE C CHECK IN | LIVE AREA | Electrical | CHECK IN DESK | 1 |  |  | LHR1ZC16 |  |  |  | AVERAGE
T -1 MAIN BUILDING L/S | ZONE 189 | ZONE C CHECK IN | LIVE AREA | Electrical | CHECK IN DESK | 1 |  |  | LHR1ZC17 |  |  |  | AVERAGE
T -1 MAIN BUILDING L/S | ZONE 189 | ZONE C CHECK IN | LIVE AREA | Electrical | CHECK IN DESK | 1 |  |  | LHR1ZC18 |  |  |  | AVERAGE
T -1 MAIN BUILDING L/S | ZONE 189 | ZONE C CHECK IN | LIVE AREA | IT | FIDS | 1 |  |  | 11134-FIDS-DSD-MON00138 /PAN00111 |  |  |  | GOOD
T -1 MAIN BUILDING L/S | ZONE 189 | ZONE C CHECK IN | LIVE AREA | IT | FIDS | 1 |  |  | 11134-FIDS-DSD-MON00044/ PAN00044 /SEL-BRC00037. | NEC 32' |  |  | GOOD
T -1 MAIN BUILDING L/S | ZONE 189 | ZONE C CHECK IN | LIVE AREA | IT | FIDS | 1 |  |  | 11134-FIDS-DSD-MON00042 /PAN00042 /SEL-BRC00035 | NEC 32' |  |  | GOOD
T -1 MAIN BUILDING L/S | ZONE 189 | ZONE C CHECK IN | LIVE AREA | IT | FIDS | 1 |  |  | 11134-FIDS-DSD-MON00041 /PAN00041 /SEL-BRC00034 | NEC 32' |  |  | GOOD
T -1 MAIN BUILDING L/S | ZONE 189 | ZONE C CHECK IN | LIVE AREA | IT | FIDS | 1 |  |  | 11134-FIDS-DSD-MON00040 /PAN00040 /SEL-BRC0033 | NEC 32' |  |  | GOOD
T -1 MAIN BUILDING L/S | ZONE 189 | ZONE C CHECK IN | LIVE AREA | IT | FIDS | 1 |  |  | 11134-FIDS-DSD-MON00039 /PAN00039 /SEL-BRC00032 | NEC 32' |  |  | GOOD
T -1 MAIN BUILDING L/S | ZONE 189 | ZONE C CHECK IN | LIVE AREA | IT | FIDS | 1 |  |  | 11134-FIDS-DSD-MON00038 /PAN00038 /SEL-BRC00031 | NEC 32' |  |  | GOOD
T -1 MAIN BUILDING L/S | ZONE 189 | ZONE C CHECK IN | LIVE AREA | IT | FIDS | 1 |  |  | 11134-FIDS-DSD-MON00037 /PAN00037 /SEL-BRC00030 | NEC 32' |  |  | GOOD
T -1 MAIN BUILDING L/S | ZONE 189 | ZONE C CHECK IN | LIVE AREA | IT | FIDS | 1 |  |  | 11134-FIDS-DSD-MON00036 /PAN00036 /SEL-BRC-00029 | NEC 32' |  |  | GOOD
T -1 MAIN BUILDING L/S | ZONE 189 | ZONE C CHECK IN | LIVE AREA | IT | FIDS | 1 |  |  | 11134-FIDS-DSD-MON00035 /PAN00035 /SEL-BRC-00028 | NEC 32' |  |  | GOOD
T -1 MAIN BUILDING L/S | ZONE 189 | ZONE C CHECK IN | LIVE AREA | IT | FIDS | 1 |  |  | 11134-FIDS-DSD-MON00034 /PAN00034 /SEL-BRC-00027 | NEC 32' |  |  | GOOD
T -1 MAIN BUILDING L/S | ZONE 189 | ZONE C CHECK IN | LIVE AREA | IT | FIDS | 1 |  |  | 11134-FIDS-DSD-MON00033 /PAN00033 /SEL-BRC-00026 | NEC 32' |  |  | GOOD
T -1 MAIN BUILDING L/S | ZONE 189 | ZONE C CHECK IN | LIVE AREA | IT | FIDS | 1 |  |  | 11134-FIDS-DSD-MON00032 /PAN00032 /SEL-BRC-00025 | NEC 32' |  |  | GOOD
T -1 MAIN BUILDING L/S | ZONE 189 | ZONE C CHECK IN | LIVE AREA | IT | FIDS | 1 |  |  | 11134-FIDS-DSD-MON00031 /PAN00031 /SEL-BRC-00024 | NEC 32' |  |  | GOOD
T -1 MAIN BUILDING L/S | ZONE 189 | ZONE C CHECK IN | LIVE AREA | IT | FIDS | 1 |  |  | 11134-FIDS-DSD-MON00030 /PAN00030 /SEL-BRC-00023 | NEC 32' |  |  | GOOD
T -1 MAIN BUILDING L/S | ZONE 189 | ZONE C CHECK IN | LIVE AREA | IT | FIDS | 1 |  |  | 11134-FIDS-DSD-MON00029 /PAN00029 /SEL-BRC00022 | NEC 32' |  |  | GOOD
T -1 MAIN BUILDING L/S | ZONE 189 | ZONE C CHECK IN | LIVE AREA | IT | FIDS | 1 |  |  | 11134-FIDS-DSD-MON00028 /PAN00028 /SEL-BRC00021 | NEC 32' |  |  | GOOD
T -1 MAIN BUILDING L/S | ZONE 189 | ZONE C CHECK IN | LIVE AREA | IT | FIDS | 1 |  |  | 11134-FIDS-DSD-MON00027 /PAN00027 /SEL-BRC00020 | NEC 32' |  |  | GOOD
T -1 MAIN BUILDING L/S | ZONE 189 | ZONE C CHECK IN | LIVE AREA | Electrical | SELF SERVICE TICKET CHECK-IN | 1 |  |  | LHR1KC01 |  |  |  | GOOD
T -1 MAIN BUILDING L/S | ZONE 189 | ZONE C CHECK IN | LIVE AREA | Electrical | SELF SERVICE TICKET CHECK-IN | 1 |  |  | LHR1KC02 |  |  |  | GOOD
T -1 MAIN BUILDING L/S | ZONE 189 | ZONE C CHECK IN | LIVE AREA | Electrical | SELF SERVICE TICKET CHECK-IN | 1 |  |  | LHR1KC03 |  |  |  | GOOD
T -1 MAIN BUILDING L/S | ZONE 189 | ZONE C CHECK IN | LIVE AREA | Electrical | SELF SERVICE TICKET CHECK-IN | 1 |  |  | LHR1KC03 |  |  |  | GOOD
T -1 MAIN BUILDING L/S | ZONE 189 | ZONE C CHECK IN | LIVE AREA | Electrical | SELF SERVICE TICKET CHECK-IN | 1 |  |  | LHR1KC04 |  |  |  | GOOD
T -1 MAIN BUILDING L/S | ZONE 189 | ZONE C CHECK IN | LIVE AREA | Electrical | SELF SERVICE TICKET CHECK-IN | 1 |  |  | LHR1KC05 |  |  |  | GOOD
T -1 MAIN BUILDING L/S | ZONE 189 | ZONE C CHECK IN | LIVE AREA | Electrical | SELF SERVICE TICKET CHECK-IN | 1 |  |  | LHR1KC06 |  |  |  | GOOD
T -1 MAIN BUILDING L/S | ZONE 189 | ZONE C CHECK IN | LIVE AREA | Electrical | SELF SERVICE TICKET CHECK-IN | 1 |  |  | LHR1KC07 |  |  |  | GOOD
T -1 MAIN BUILDING L/S | ZONE 189 | ZONE C CHECK IN | LIVE AREA | Electrical | SELF SERVICE TICKET CHECK-IN | 1 |  |  | LHR1KC08 |  |  |  | GOOD
T -1 MAIN BUILDING L/S | ZONE 189 | ZONE C CHECK IN | LIVE AREA | Electrical | SELF SERVICE TICKET CHECK-IN | 1 |  |  | LHR1KC09 |  |  |  | GOOD
T -1 MAIN BUILDING L/S | ZONE 189 | ZONE C CHECK IN | LIVE AREA | Electrical | SELF SERVICE TICKET CHECK-IN | 1 |  |  | LHR1KC10 |  |  |  | GOOD
T -1 MAIN BUILDING L/S | ZONE 189 | ZONE C CHECK IN | LIVE AREA | Electrical | SELF SERVICE TICKET CHECK-IN | 1 |  |  | LHR1KC11 |  |  |  | GOOD
T -1 MAIN BUILDING L/S | ZONE 189 | ZONE C CHECK IN | LIVE AREA | Electrical | SELF SERVICE TICKET CHECK-IN | 1 |  |  | LHR1KC12 |  |  |  | GOOD
T -1 MAIN BUILDING L/S | ZONE 189 | ZONE C CHECK IN | LIVE AREA | Electrical | SELF SERVICE TICKET CHECK-IN | 1 |  |  | LHR1KC13 |  |  |  | GOOD
T -1 MAIN BUILDING L/S | ZONE 189 | ZONE C CHECK IN | LIVE AREA | Electrical | SELF SERVICE TICKET CHECK-IN | 1 |  |  | LHR1KC14 |  |  |  | GOOD
T -1 MAIN BUILDING L/S | ZONE 189 | ZONE C CHECK IN | LIVE AREA | Electrical | SELF SERVICE TICKET CHECK-IN | 1 |  |  | LHR1KC15 |  |  |  | GOOD
T -1 MAIN BUILDING L/S | ZONE 189 | ZONE C CHECK IN | LIVE AREA | Electrical | SELF SERVICE TICKET CHECK-IN | 1 |  |  | LHR1KC16 |  |  |  | GOOD
T -1 MAIN BUILDING L/S | ZONE 189 | ZONE C CHECK IN | LIVE AREA | Electrical | SELF SERVICE TICKET CHECK-IN | 1 |  |  | LHR1KC18 |  |  |  | GOOD
T -1 MAIN BUILDING L/S | ZONE 189 | ZONE C CHECK IN | LIVE AREA | Electrical | SELF SERVICE TICKET CHECK-IN | 1 |  |  | LHR1KC19 |  |  |  | GOOD
T -1 MAIN BUILDING L/S | ZONE 189 | ZONE C CHECK IN | LIVE AREA | Electrical | SELF SERVICE TICKET CHECK-IN | 1 |  |  | LHR1C20 |  |  |  | GOOD
T -1 MAIN BUILDING L/S | ZONE 189 | ZONE C CHECK IN | LIVE AREA | Electrical | SELF SERVICE TICKET CHECK-IN | 1 |  |  | LHR1C21 |  |  |  | GOOD
T -1 MAIN BUILDING L/S | ZONE 189 | ZONE C CHECK IN | LIVE AREA | Electrical | NORMAL LIGHTING.. | 110 |  |  | NO REF |  |  |  | AVERAGE
T -1 MAIN BUILDING L/S | ZONE 189 | ZONE C CHECK IN | LIVE AREA | Electrical | ELT | 1 |  |  | ELT-LNM00276 |  |  |  | AVERAGE
T -1 MAIN BUILDING L/S | ZONE 189 | ZONE C CHECK IN | LIVE AREA | Electrical | ELT | 1 |  |  | ELT-LNM00277 |  |  |  | AVERAGE
T -1 MAIN BUILDING L/S | ZONE 189 | ZONE C CHECK IN | LIVE AREA | Electrical | ELT | 1 |  |  | ELT-LNM00278 |  |  |  | AVERAGE
T -1 MAIN BUILDING L/S | ZONE 189 | ZONE C CHECK IN | LIVE AREA | Electrical | ELT | 1 |  |  | ELT-LNM00279 |  |  |  | AVERAGE
T -1 MAIN BUILDING L/S | ZONE 189 | ZONE C CHECK IN | LIVE AREA | Electrical | ELT | 1 |  |  | ELT-LNM00280 |  |  |  | AVERAGE
T -1 MAIN BUILDING L/S | ZONE 189 | ZONE C CHECK IN | LIVE AREA | Electrical | ELT | 1 |  |  | ELT-LNM00281 |  |  |  | AVERAGE
T -1 MAIN BUILDING L/S | ZONE 189 | ZONE C CHECK IN | LIVE AREA | Electrical | ELT | 1 |  |  | ELT-LNM00291 |  |  |  | AVERAGE
T -1 MAIN BUILDING L/S | ZONE 189 | ZONE C CHECK IN | LIVE AREA | Electrical | ELT | 1 |  |  | ELT-LNM00292 |  |  |  | AVERAGE
T -1 MAIN BUILDING L/S | ZONE 189 | ZONE C CHECK IN | LIVE AREA | Electrical | ELT | 1 |  |  | ELT-LNM00293 |  |  |  | AVERAGE
T -1 MAIN BUILDING L/S | ZONE 189 | ZONE C CHECK IN | LIVE AREA | Electrical | ELT | 1 |  |  | ELT-LNM00294 |  |  |  | AVERAGE
T -1 MAIN BUILDING L/S | ZONE 189 | ZONE C CHECK IN | LIVE AREA | Mechanical | CONVEYOR BAG DROP | 1 |  |  | 11134-BGD-QCN00001 |  |  |  | AVERAGE
T -1 MAIN BUILDING L/S | ZONE 189 | ZONE C CHECK IN | LIVE AREA | Mechanical | CONVEYOR BAG DROP | 1 |  |  | 11134-BGD-QCN00002 |  |  |  | AVERAGE
T -1 MAIN BUILDING L/S | ZONE 189 | ZONE C CHECK IN | LIVE AREA | Mechanical | CONVEYOR BAG DROP | 1 |  |  | 11134-BGD-QCN00003 |  |  |  | AVERAGE
T -1 MAIN BUILDING L/S | ZONE 189 | ZONE C CHECK IN | LIVE AREA | Mechanical | CONVEYOR BAG DROP | 1 |  |  | 11134-BGD-QCN00004 |  |  |  | AVERAGE
T -1 MAIN BUILDING L/S | ZONE 189 | ZONE C CHECK IN | LIVE AREA | Mechanical | CONVEYOR BAG DROP | 1 |  |  | 11134-BGD-QCN00005 |  |  |  | AVERAGE
T -1 MAIN BUILDING L/S | ZONE 189 | ZONE C CHECK IN | LIVE AREA | Mechanical | CONVEYOR BAG DROP | 1 |  |  | 1134-BGD-QCN00006 |  |  |  | AVERAGE
T -1 MAIN BUILDING L/S | ZONE 189 | ZONE C CHECK IN | LIVE AREA | Mechanical | CONVEYOR BAG DROP | 1 |  |  | 11134-BGD-QCN00007 |  |  |  | AVERAGE
T -1 MAIN BUILDING L/S | ZONE 189 | ZONE C CHECK IN | LIVE AREA | Mechanical | CONVEYOR BAG DROP | 1 |  |  | 11134-BGD-QCN00008 |  |  |  | AVERAGE
T -1 MAIN BUILDING L/S | ZONE 189 | ZONE C CHECK IN | LIVE AREA | Mechanical | CONVEYOR BAG DROP | 1 |  |  | 11134-BGD-QCN00009 |  |  |  | AVERAGE
T -1 MAIN BUILDING L/S | ZONE 189 | ZONE C CHECK IN | LIVE AREA | Mechanical | CONVEYOR BAG DROP | 1 |  |  | 11134-BGD-QCN00010 |  |  |  | AVERAGE
T -1 MAIN BUILDING L/S | ZONE 189 | ZONE C CHECK IN | LIVE AREA | Mechanical | CONVEYOR BAG DROP | 1 |  |  | 11134-BGD-QCN00011 |  |  |  | AVERAGE
T -1 MAIN BUILDING L/S | ZONE 189 | ZONE C CHECK IN | LIVE AREA | Mechanical | CONVEYOR BAG DROP | 1 |  |  | 11134-BGD-QCN00012 |  |  |  | AVERAGE
T -1 MAIN BUILDING L/S | ZONE 189 | ZONE C CHECK IN | LIVE AREA | Mechanical | CONVEYOR BAG DROP | 1 |  |  | 11134-BGD-QCN00013 |  |  |  | AVERAGE
T -1 MAIN BUILDING L/S | ZONE 189 | ZONE C CHECK IN | LIVE AREA | Mechanical | CONVEYOR BAG DROP | 1 |  |  | 11134-BGD-QCN00014 |  |  |  | AVERAGE
T -1 MAIN BUILDING L/S | ZONE 189 | ZONE C CHECK IN | LIVE AREA | Mechanical | CONVEYOR BAG DROP | 1 |  |  | 11134-BGD-QCN00015 |  |  |  | AVERAGE
T -1 MAIN BUILDING L/S | ZONE 189 | ZONE C CHECK IN | LIVE AREA | Mechanical | CONVEYOR BAG DROP | 1 |  |  | 11134-BGD-QCN00016 |  |  |  | AVERAGE
T -1 MAIN BUILDING L/S | ZONE 189 | ZONE C CHECK IN | LIVE AREA | Mechanical | CONVEYOR BAG DROP | 1 |  |  | 11134-BGD-QCN00017 |  |  |  | AVERAGE
T -1 MAIN BUILDING L/S | ZONE 189 | ZONE C CHECK IN | LIVE AREA | Mechanical | CONVEYOR BAG DROP | 1 |  |  | 11134-BGD-QCN00018 |  |  |  | AVERAGE
T -1 MAIN BUILDING L/S | ZONE 189 | ZONE C CHECK IN | LIVE AREA | Electrical | Static Signage | 4 |  | ZONE C | NO REF |  |  |  | AVERAGE
T -1 MAIN BUILDING L/S | ZONE 189 | ZONE C CHECK IN | LIVE AREA | Electrical | Static Signage | 1 |  | HEATHROW EXPRESS, TERMINAL 4&5 UNDERGROUND & PARKING' | NO REF |  |  |  | AVERAGE
T -1 MAIN BUILDING L/S | ZONE 189 | ZONE C CHECK IN | LIVE AREA | IT | CCTV | 1 |  |  | NO REF |  |  |  | POOR
T -1 MAIN BUILDING L/S | ZONE 189 | ZONE C CHECK IN | LIVE AREA | Electrical | EMGY SIGN | 1 |  |  | NO REF |  |  |  | AVERAGE
T -1 MAIN BUILDING L/S | ZONE 189 | ZONE C CHECK IN | LIVE AREA | Electrical | Static Signage | 1 |  | SMOKING AREA | NO REF |  |  |  | AVERAGE
T -1 MAIN BUILDING L/S | ZONE 189 | ZONE C CHECK IN | LIVE AREA | IT | CCTV | 1 |  |  | NO REF | PANASONIC |  |  | POOR
T -1 MAIN BUILDING L/S | ZONE 189 | ZONE C CHECK IN | LIVE AREA | IT | CCTV | 1 |  |  | CCTV-ICD-10945 |  |  |  | AVERAGE
T I-MAIN BUILDING L/S | ZONE 191 | ZONE A CHECK IN | DEAD AREA | Electrical | SELF SERVICE TICKET CHECK IN | 1 |  |  | LHR1KA05 |  |  |  | GOOD
T I-MAIN BUILDING L/S | ZONE 191 | ZONE A CHECK IN | DEAD AREA | Electrical | SELF SERVICE TICKET CHECK IN | 1 |  |  | LHR1KA06 |  |  |  | GOOD
T I-MAIN BUILDING L/S | ZONE 191 | ZONE A CHECK IN | DEAD AREA | Electrical | SELF SERVICE TICKET CHECK IN | 1 |  |  | LHR1KA07 |  |  |  | GOOD
T I-MAIN BUILDING L/S | ZONE 191 | ZONE A CHECK IN | DEAD AREA | Electrical | CHECK IN DESK | 1 |  |  | LHR1ZA02 |  |  |  | AVERAGE
T I-MAIN BUILDING L/S | ZONE 191 | ZONE A CHECK IN | DEAD AREA | Electrical | CHECK IN DESK | 1 |  |  | LHR1ZA04 |  |  |  | AVERAGE
T I-MAIN BUILDING L/S | ZONE 191 | ZONE A CHECK IN | DEAD AREA | Electrical | CHECK IN DESK | 1 |  |  | LHR1ZA06 |  |  |  | AVERAGE
T I-MAIN BUILDING L/S | ZONE 191 | ZONE A CHECK IN | DEAD AREA | Electrical | CHECK IN DESK | 1 |  |  | LHR1ZA08 |  |  |  | AVERAGE
T I-MAIN BUILDING L/S | ZONE 191 | ZONE A CHECK IN | DEAD AREA | Electrical | CHECK IN DESK | 1 |  |  | LHR1ZA07 |  |  |  | AVERAGE
T I-MAIN BUILDING L/S | ZONE 191 | ZONE A CHECK IN | DEAD AREA | Electrical | CHECK IN DESK | 1 |  |  | LHR1ZA05 |  |  |  | AVERAGE
T I-MAIN BUILDING L/S | ZONE 191 | ZONE A CHECK IN | DEAD AREA | Electrical | CHECK IN DESK | 1 |  |  | LHR1ZA03 |  |  |  | AVERAGE
T I-MAIN BUILDING L/S | ZONE 191 | ZONE A CHECK IN | DEAD AREA | Electrical | CHECK IN DESK | 1 |  |  | LHR1ZA01 |  |  |  | AVERAGE
T I-MAIN BUILDING L/S | ZONE 191 | ZONE A CHECK IN | DEAD AREA | IT | FIDS | 1 |  |  | 11134-FIDS-DSD-MON0001 /PAN0001 | NEC 32' |  |  | GOOD
T I-MAIN BUILDING L/S | ZONE 191 | ZONE A CHECK IN | DEAD AREA | IT | FIDS | 1 |  |  | 11134-FIDS-DSD-MON0003 /PAN0003 | NEC 32' |  |  | GOOD
T I-MAIN BUILDING L/S | ZONE 191 | ZONE A CHECK IN | DEAD AREA | IT | FIDS | 1 |  |  | 11134-FIDS-DSD-MON0005 /PAN0005 | NEC 32' |  |  | GOOD
T I-MAIN BUILDING L/S | ZONE 191 | ZONE A CHECK IN | DEAD AREA | IT | FIDS | 1 |  |  | 11134-FIDS-DSD-MON0007 /PAN0007 | NEC 32' |  |  | GOOD
T I-MAIN BUILDING L/S | ZONE 191 | ZONE A CHECK IN | DEAD AREA | IT | FIDS | 1 |  |  | 11134-FIDS-DSD-MON0008 /PAN0008 | NEC 32' |  |  | GOOD
T I-MAIN BUILDING L/S | ZONE 191 | ZONE A CHECK IN | DEAD AREA | IT | FIDS | 1 |  |  | 11134-FIDS-DSD-MON0006 /PAN0006 | NEC 32' |  |  | GOOD
T I-MAIN BUILDING L/S | ZONE 191 | ZONE A CHECK IN | DEAD AREA | IT | FIDS | 1 |  |  | 11134-FIDS-DSD-MON0004 /PAN0004 | NEC 32' |  |  | GOOD
T I-MAIN BUILDING L/S | ZONE 191 | ZONE A CHECK IN | DEAD AREA | IT | FIDS | 1 |  |  | 11134-FIDS-DSD-MON0002 /PAN0002 | NEC 32' |  |  | GOOD
T I-MAIN BUILDING L/S | ZONE 191 | ZONE A CHECK IN | DEAD AREA | Mechanical | CONVERYOR BAG DROP | 8 |  |  | NO REF |  |  |  | AVERAGE
T I-MAIN BUILDING L/S | ZONE 191 | ZONE A CHECK IN | DEAD AREA | Electrical | NORMAL LIGHTING,.. | 58 |  |  | NO REF |  |  |  | AVERAGE
T I-MAIN BUILDING L/S | ZONE 191 | ZONE A CHECK IN | DEAD AREA | IT | CCTV | 2 |  |  | NO REF | TOUCHSTONE |  |  | POOR
T I-MAIN BUILDING L/S | ZONE 191 | ZONE A CHECK IN | DEAD AREA | IT | CCTV | 2 |  |  | NO REF | PANASONIC | WV-CP480 |  | POOR
T I-MAIN BUILDING L/S | ZONE 191 | ZONE A CHECK IN | DEAD AREA | Electrical | Static Signage | 1 |  | LIFTS TO :TERMINAL 2&3 CENTRAL BUS STAITION UNDERGROUND | NO REF |  |  |  | AVERAGE
T I-MAIN BUILDING L/S | ZONE 191 | ZONE A CHECK IN | DEAD AREA | Electrical | Static Signage | 1 |  | LIFTS TO :TERMINAL 2&3 CENTRAL BUS STAITION UNDERGROUND TAXIS | NO REF |  |  |  | AVERAGE
T I-MAIN BUILDING L/S | ZONE 191 | ZONE A CHECK IN | DEAD AREA | Electrical | Static Signage | 1 |  | LIFTS TO: INTERNATIONAL ARRIVELS AIRPORT INFORMATION HEATHROW EXPRESS TERNMINAL 4&5 | NO REF |  |  |  | AVERAGE
T I-MAIN BUILDING L/S | ZONE 191 | ZONE A CHECK IN | DEAD AREA | Electrical | Static Signage | 1 |  | LIFTS TO INTERNATIONAL ARRIVALS AIRPORT INFORMATION LEFT BAGGAGE. | NO REF |  |  |  | AVERAGE
T I-MAIN BUILDING L/S | ZONE 191 | ZONE A CHECK IN | DEAD AREA | Mechanical | CONVERYOR BAG DROP SHUTTER | 1 |  |  | NO REF |  |  |  | AVERAGE
T I-MAIN BUILDING L/S | ZONE 191 | ZONE A CHECK IN | DEAD AREA | Electrical | SELF SERVICE TICKET CHECK IN | 1 |  |  | LHR1KA01 |  |  |  | GOOD
T I-MAIN BUILDING L/S | ZONE 191 | ZONE A CHECK IN | DEAD AREA | Electrical | SELF SERVICE TICKET CHECK IN | 1 |  |  | LHR1KA02 |  |  |  | GOOD
T I-MAIN BUILDING L/S | ZONE 191 | ZONE A CHECK IN | DEAD AREA | Electrical | SELF SERVICE TICKET CHECK IN | 1 |  |  | LHR1KA03 |  |  |  | GOOD
T I-MAIN BUILDING L/S | ZONE 191 | ZONE A CHECK IN | DEAD AREA | Electrical | SELF SERVICE TICKET CHECK IN | 1 |  |  | LHR1KA04 |  |  |  | GOOD
T 1 - MAIN BUILDING L/S | ZONE 192 | ZONE A CHECK IN | LIVE AREA | IT | FIDS | 1 |  |  | FIDS -T1-450-ARR-L-1 |  |  |  | AVERAGE
T 1 - MAIN BUILDING L/S | ZONE 192 | ZONE A CHECK IN | LIVE AREA | IT | FIDS | 1 |  |  | FIDS -T1-451-ARR-L-1 |  |  |  | AVERAGE
T 1 - MAIN BUILDING L/S | ZONE 192 | ZONE A CHECK IN | LIVE AREA | Electrical | Static Signage | 1 |  | UK & IRLAND ARRIVALS | NO REF |  |  |  | AVERAGE
T 1 - MAIN BUILDING L/S | ZONE 192 | ZONE A CHECK IN | LIVE AREA | Electrical | Static Signage | 1 |  | NO SMOKING | NO REF |  |  |  | AVERAGE
T 1 - MAIN BUILDING L/S | ZONE 192 | ZONE A CHECK IN | LIVE AREA | Electrical | Static Signage | 1 |  | NO ENTRY | NO REF |  |  |  | AVERAGE
T 1 - MAIN BUILDING L/S | ZONE 192 | ZONE A CHECK IN | LIVE AREA | Electrical | Static Signage | 2 |  | NO SMOKING | NO REF |  |  |  | AVERAGE
T 1 - MAIN BUILDING L/S | ZONE 192 | ZONE A CHECK IN | LIVE AREA | Electrical | Static Signage | 1 |  | AIRPORT INFO,BUSES,TAXI,CAR RENAL,LEFT BAGGAGE,HOTEL RESERVATIONS. | NO REF |  |  |  | AVERAGE
T 1 - MAIN BUILDING L/S | ZONE 192 | ZONE A CHECK IN | LIVE AREA | Electrical | Static Signage | 1 |  | WELCOME TO TERMINAL 1 | NO REF |  |  |  | AVERAGE
T 1 - MAIN BUILDING L/S | ZONE 192 | ZONE A CHECK IN | LIVE AREA | Electrical | Static Signage | 1 |  | TERMINA;L 1 CHECK IN CAR PARK 1 & 1 A ,LIFTS TO TERMINAL 2,3,4,5 , HEATHROW EXPRESS, UNDERGROUND. | NO REF |  |  |  | AVERAGE
T 1 - MAIN BUILDING L/S | ZONE 192 | ZONE A CHECK IN | LIVE AREA | Electrical | Static Signage | 1 |  | TROLLEYS ONLY | NO REF |  |  |  | AVERAGE
T 1 - MAIN BUILDING L/S | ZONE 192 | ZONE A CHECK IN | LIVE AREA | Electrical | EMGY SIGN | 1 |  |  | NO REF |  |  |  | AVERAGE
T 1 - MAIN BUILDING L/S | ZONE 192 | ZONE A CHECK IN | LIVE AREA | IT | CCTV | 1 |  |  | NO REF | BOSCH |  |  | AVERAGE
T 1 - MAIN BUILDING L/S | ZONE 192 | ZONE A CHECK IN | LIVE AREA | IT | CCTV | 1 |  |  | ID 14-CAM-001 | DENNARD |  |  | AVERAGE
T 1 - MAIN BUILDING L/S | ZONE 192 | ZONE A CHECK IN | LIVE AREA | IT | CCTV | 1 |  |  | CCTV-ICD-10837 | SONY |  |  | AVERAGE
T 1 - MAIN BUILDING L/S | ZONE 192 | ZONE A CHECK IN | LIVE AREA | IT | CCTV | 1 |  |  | CCTV-ICD-10838 | SONY |  |  | AVERAGE
T 1 - MAIN BUILDING L/S | ZONE 192 | ZONE A CHECK IN | LIVE AREA | IT | CCTV | 1 |  |  | CCTV-ICD-10839 | SONY |  |  | AVERAGE
T 1 - MAIN BUILDING L/S | ZONE 192 | ZONE A CHECK IN | LIVE AREA | IT | CCTV | 1 |  |  | CCTV-ICD-CAM00016 |  |  |  | AVERAGE
T 1 - MAIN BUILDING L/S | ZONE 192 | ZONE A CHECK IN | LIVE AREA | IT | CCTV | 1 |  |  | CCTV-ICD-CAM00033 | SONY |  |  | AVERAGE
T 1 - MAIN BUILDING L/S | ZONE 192 | ZONE A CHECK IN | LIVE AREA | HVAC | HVAC UNITS | 4 |  |  | NO REF |  |  |  | POOR
T 1 - MAIN BUILDING L/S | ZONE 192 | ZONE A CHECK IN | LIVE AREA | IT | CCTV | 1 |  |  | CCTV-ICD-10942 | SONY |  |  | GOOD
T 1 - MAIN BUILDING L/S | ZONE 192 | ZONE A CHECK IN | LIVE AREA | LEPC | PAX LIFT 58 | 1 |  |  | HAL 8807052 |  |  |  | AVERAGE
T 1 - MAIN BUILDING L/S | ZONE 192 | ZONE A CHECK IN | LIVE AREA | LEPC | PAX LIFT 59 | 1 |  |  | HAL 61105264 |  |  |  | AVERAGE
T 1 - MAIN BUILDING L/S | ZONE 192 | ZONE A CHECK IN | LIVE AREA | Electrical | ELT | 18 |  |  | NO REF |  |  |  | POOR
T 1 - MAIN BUILDING L/S | ZONE 192 | ZONE A CHECK IN | LIVE AREA | Electrical | NORMAL LIGHTING CONTROL.. | 18 |  |  | NO REF |  |  |  | AVERAGE
T 1 - MAIN BUILDING L/S | ZONE 192 | ZONE A CHECK IN | LIVE AREA | IT | WLAN | 1 |  |  | LHR1099T1-A1-AP00235 |  |  |  | GOOD
T 1 - MAIN BUILDING L/S | ZONE 192 | ZONE A CHECK IN | LIVE AREA | Electrical | NORMAL LIGHTING……. | 64 |  |  | NO REF |  |  |  | AVERAGE
T 1 - MAIN BUILDING L/S | ZONE 192 | ZONE A CHECK IN | LIVE AREA | Mechanical | ROLLER SHUTTER | 1 |  | BAA 27723 | ID 72 N |  |  |  | POOR
T 1 - MAIN BUILDING L/S | ZONE 192 | ZONE A CHECK IN | LIVE AREA | Electrical | EMGY SIGN | 1 |  |  | MB-1F-01-SC-38W |  |  |  | AVERAGE
T 1 - MAIN BUILDING L/S | ZONE 192 | ZONE A CHECK IN | LIVE AREA | IT | FIDS | 1 |  |  | NO REF |  |  |  | AVERAGE
T 1 - MAIN BUILDING L/S | ZONE 192 | ZONE A CHECK IN | LIVE AREA | IT | CCTV | 1 |  |  | NO REF | PANASONIC |  |  | POOR
T -1 MAIN BUILDING L/S | ZONE 193 | FRONT FOYER | LIVE AREA | IT | CCTV | 1 |  |  | CCTV-ICD-10941 | SONY |  |  | GOOD
T -1 MAIN BUILDING L/S | ZONE 193 | FRONT FOYER | LIVE AREA | IT | CCTV | 1 |  |  | CCTV-ICD-10940 | SONY |  |  | GOOD
T -1 MAIN BUILDING L/S | ZONE 193 | FRONT FOYER | LIVE AREA | IT | CCTV | 1 |  |  | CCTV-ICD-10939 | SONY |  |  | GOOD
T -1 MAIN BUILDING L/S | ZONE 193 | FRONT FOYER | LIVE AREA | LEPC | PAX LIFT 57 | 1 |  |  | HAL 88070351 |  |  |  | AVERAGE
T -1 MAIN BUILDING L/S | ZONE 193 | FRONT FOYER | LIVE AREA | LEPC | PAX LIFT 56 | 1 |  |  | HAL 88070350 |  |  |  | AVERAGE
T -1 MAIN BUILDING L/S | ZONE 193 | FRONT FOYER | LIVE AREA | LEPC | PAX LIFT 55 | 1 |  |  | HAL 88070349 |  |  |  | AVERAGE
T -1 MAIN BUILDING L/S | ZONE 193 | FRONT FOYER | LIVE AREA | IT | CCTV | 1 |  |  | CCTV-ICD-10938 | SONY |  |  | GOOD
T -1 MAIN BUILDING L/S | ZONE 193 | FRONT FOYER | LIVE AREA | IT | CCTV | 1 |  |  | CCTV-ICD-10937 | SONY |  |  | GOOD
T -1 MAIN BUILDING L/S | ZONE 193 | FRONT FOYER | LIVE AREA | Electrical | Static Signage | 2 |  | NO ENTRY | NO REF |  |  |  | AVERAGE
T -1 MAIN BUILDING L/S | ZONE 193 | FRONT FOYER | LIVE AREA | Fire | FIRE DOOR | 1 |  |  | T 1 -FDR 0203 |  |  |  | AVERAGE
T -1 MAIN BUILDING L/S | ZONE 193 | FRONT FOYER | LIVE AREA | Fire | FIRE DOOR | 1 |  |  | T 1 -FDR 0204 |  |  |  | AVERAGE
T -1 MAIN BUILDING L/S | ZONE 193 | FRONT FOYER | LIVE AREA | Fire | FIRE DOOR | 1 |  |  | T 1 -FDR 0205 |  |  |  | AVERAGE
T -1 MAIN BUILDING L/S | ZONE 193 | FRONT FOYER | LIVE AREA | Fire | FIRE DOOR | 3 |  |  | NO REF |  |  |  | AVERAGE
T -1 MAIN BUILDING L/S | ZONE 193 | FRONT FOYER | LIVE AREA | Electrical | NORMAL LIGHTING… | 110 |  |  | NO REF |  |  |  | AVERAGE
T -1 MAIN BUILDING L/S | ZONE 193 | FRONT FOYER | LIVE AREA | Electrical | ELT | 5 |  |  | NO REF |  |  |  | AVERAGE
T -1 MAIN BUILDING L/S | ZONE 193 | FRONT FOYER | LIVE AREA | IT | CCTV | 1 |  |  | CCTV-ICD-10935 | SONY |  |  | GOOD
T -1 MAIN BUILDING L/S | ZONE 193 | FRONT FOYER | LIVE AREA | IT | CCTV | 1 |  |  | CCTV-ICD-10936 | SONY |  |  | GOOD
T -1 MAIN BUILDING L/S | ZONE 193 | FRONT FOYER | LIVE AREA | LEPC | PAX LIFT 14 | 1 |  |  | HAL 6100524 |  |  |  | AVERAGE
T -1 MAIN BUILDING L/S | ZONE 193 | FRONT FOYER | LIVE AREA | LEPC | PAX LIFT 13 | 1 |  |  | HAL 6100523 |  |  |  | AVERAGE
T -1 MAIN BUILDING L/S | ZONE 193 | FRONT FOYER | LIVE AREA | Electrical | ELT | 1 |  |  | 11134-ELT-LNM00156 |  |  |  | AVERAGE
T -1 MAIN BUILDING L/S | ZONE 193 | FRONT FOYER | LIVE AREA | Electrical | ELT | 1 |  |  | 11134-ELT-LNM00157 |  |  |  | AVERAGE
T -1 MAIN BUILDING L/S | ZONE 193 | FRONT FOYER | LIVE AREA | Electrical | ELT | 1 |  |  | 11134-ELT-LMN00161 |  |  |  | AVERAGE
T -1 MAIN BUILDING L/S | ZONE 193 | FRONT FOYER | LIVE AREA | HVAC | HVAC UNIT | 1 |  |  | 11134-HVAC-UH00001 |  |  |  | AVERAGE
T -1 MAIN BUILDING L/S | ZONE 193 | FRONT FOYER | LIVE AREA | Mechanical | AUTO DOOR | 1 |  | 11134 WLL ADT00012 | ASSET 87005515 |  |  |  | AVERAGE
T -1 MAIN BUILDING L/S | ZONE 193 | FRONT FOYER | LIVE AREA | Mechanical | AUTO DOOR | 1 |  | 11134 WLL ADT00013 | ASSET 87005517 |  |  |  | AVERAGE
T -1 MAIN BUILDING L/S | ZONE 193 | FRONT FOYER | LIVE AREA | Mechanical | AUTO DOOR | 1 |  | 11134 WLL ATD00016 | ASSET 87005518 |  |  |  | AVERAGE
T -1 MAIN BUILDING L/S | ZONE 193 | FRONT FOYER | LIVE AREA | Mechanical | AUTO DOOR | 1 |  | 11134 WLL ADT00015 | ASSET 87005516 |  |  |  | AVERAGE
T -1 MAIN BUILDING L/S | ZONE 193 | FRONT FOYER | LIVE AREA | Electrical | ELT | 1 |  |  | 11134-ELT-LNM00165 |  |  |  | AVERAGE
T -1 MAIN BUILDING L/S | ZONE 193 | FRONT FOYER | LIVE AREA | Electrical | ELT | 1 |  |  | 11134-ELT-LNM00166 |  |  |  | AVERAGE
T -1 MAIN BUILDING L/S | ZONE 193 | FRONT FOYER | LIVE AREA | IT | WLAN | 1 |  |  | LHR12T1-A1-AP00239 |  |  |  | GOOD
T -1 MAIN BUILDING L/S | ZONE 193 | FRONT FOYER | LIVE AREA | IT | CCTV | 1 |  |  | CCTV-ICD-10932 | SONY |  |  | GOOD
T -1 MAIN BUILDING L/S | ZONE 193 | FRONT FOYER | LIVE AREA | Electrical | ELT | 1 |  |  | 11134-ELT-LNM00158 |  |  |  | AVERAGE
T -1 MAIN BUILDING L/S | ZONE 193 | FRONT FOYER | LIVE AREA | Electrical | ELT | 1 |  |  | NO REF |  |  |  | AVERAGE
T -1 MAIN BUILDING L/S | ZONE 193 | FRONT FOYER | LIVE AREA | IT | CCTV | 1 |  |  | CCTV-ICD-10934 | SONY |  |  | GOOD
T -1 MAIN BUILDING L/S | ZONE 193 | FRONT FOYER | LIVE AREA | Mechanical | DRY RISER | 1 |  |  | ID 2F |  |  |  | AVERAGE
T -1 MAIN BUILDING L/S | ZONE 193 | FRONT FOYER | LIVE AREA | Electrical | EMGY SIGN | 1 |  |  | DEP-NO12-SC-18W |  |  |  | POOR
T -1 MAIN BUILDING L/S | ZONE 193 | FRONT FOYER | LIVE AREA | Electrical | ELT | 1 |  |  | 11134-ELT-LNM00163 |  |  |  | AVERAGE
T -1 MAIN BUILDING L/S | ZONE 193 | FRONT FOYER | LIVE AREA | Electrical | ELT | 1 |  |  | 1134-ELT-LNM000168 |  |  |  | AVERAGE
T -1 MAIN BUILDING L/S | ZONE 193 | FRONT FOYER | LIVE AREA | Electrical | ELT | 1 |  |  | 11134-ELT-LNM00169 |  |  |  | AVERAGE
T -1 MAIN BUILDING L/S | ZONE 193 | FRONT FOYER | LIVE AREA | Electrical | ELT | 1 |  |  | 11134-ELT-LNM00170 |  |  |  | AVERAGE
T -1 MAIN BUILDING L/S | ZONE 193 | FRONT FOYER | LIVE AREA | Electrical | ELT | 1 |  |  | 11134-ELT-LNM00171 |  |  |  | AVERAGE
T -1 MAIN BUILDING L/S | ZONE 193 | FRONT FOYER | LIVE AREA | IT | CCTV | 1 |  |  | CCTV-ICD-10930 |  |  |  | GOOD
T -1 MAIN BUILDING L/S | ZONE 193 | FRONT FOYER | LIVE AREA | IT | CCTV | 1 |  |  | CCTV-ICD-10929 |  |  |  | GOOD
T -1 MAIN BUILDING L/S | ZONE 193 | FRONT FOYER | LIVE AREA | HVAC | HVAC UNIT | 1 |  |  | 11134-HVAC-UH00003 |  |  |  | AVERAGE
T -1 MAIN BUILDING L/S | ZONE 193 | FRONT FOYER | LIVE AREA | Mechanical | AUTO DOOR | 1 |  | 11134 WLL-ADT00014 | ASSET 87005522 |  |  |  | AVERAGE
T -1 MAIN BUILDING L/S | ZONE 193 | FRONT FOYER | LIVE AREA | Mechanical | AUTO DOOR | 1 |  | 11134 WLL-ATD00017 | ASSET 87005523 |  |  |  | AVERAGE
T -1 MAIN BUILDING L/S | ZONE 193 | FRONT FOYER | LIVE AREA | Mechanical | AUTO DOOR | 1 |  | 11134 WLL-ADT00018 | ASSET 87005524 |  |  |  | AVERAGE
T -1 MAIN BUILDING L/S | ZONE 193 | FRONT FOYER | LIVE AREA | Mechanical | AUTO DOOR | 1 |  | 11134 WLL-ADT00019 | ASSET 87005527 |  |  |  | AVERAGE
T -1 MAIN BUILDING L/S | ZONE 193 | FRONT FOYER | LIVE AREA | IT | WLAN | 1 |  |  | LHR1212T1-A1-AP0024 |  |  |  | GOOD
T -1 MAIN BUILDING L/S | ZONE 193 | FRONT FOYER | LIVE AREA | Electrical | ELT | 1 |  |  | 11134-ELT-LNM00174 |  |  |  | AVERAGE
T -1 MAIN BUILDING L/S | ZONE 193 | FRONT FOYER | LIVE AREA | Electrical | ELT | 1 |  |  | 11134-ELT-LNM00175 |  |  |  | AVERAGE
T -1 MAIN BUILDING L/S | ZONE 193 | FRONT FOYER | LIVE AREA | Electrical | ELT | 2 |  |  | NO REF |  |  |  | AVERAGE
T -1 MAIN BUILDING L/S | ZONE 193 | FRONT FOYER | LIVE AREA | Electrical | ELT | 1 |  |  | 11134-ELT-LNM00183 |  |  |  | AVERAGE
T -1 MAIN BUILDING L/S | ZONE 193 | FRONT FOYER | LIVE AREA | Mechanical | AUTO DOOR | 1 |  | 11134 WLL-ADT00021 | ASSET 87005526 |  |  |  | AVERAGE
T -1 MAIN BUILDING L/S | ZONE 193 | FRONT FOYER | LIVE AREA | Mechanical | AUTO DOOR | 1 |  | 11134 WLL-ADT00020 | ASSET 87005525 |  |  |  | AVERAGE
T -1 MAIN BUILDING L/S | ZONE 193 | FRONT FOYER | LIVE AREA | Electrical | ELT | 1 |  |  | 11134-ELT-LMN00184 |  |  |  | AVERAGE
T -1 MAIN BUILDING L/S | ZONE 193 | FRONT FOYER | LIVE AREA | IT | CCTV | 1 |  |  | CCTV-ICD-10927 | SONY |  |  | GOOD
T -1 MAIN BUILDING L/S | ZONE 193 | FRONT FOYER | LIVE AREA | Electrical | ELT | 1 |  |  | 11134-ELT-LMN00185 |  |  |  | AVERAGE
T -1 MAIN BUILDING L/S | ZONE 193 | FRONT FOYER | LIVE AREA | HVAC | HVAC UNIT | 1 |  |  | 1134 - HVAC-UH00005 |  |  |  | AVERAGE
T -1 MAIN BUILDING L/S | ZONE 193 | FRONT FOYER | LIVE AREA | IT | WLAN | 1 |  |  | LHR1213T1-A1-AP00241 |  |  |  | GOOD
T -1 MAIN BUILDING L/S | ZONE 193 | FRONT FOYER | LIVE AREA | Electrical | ELT | 1 |  |  | 11134-ELT-LNM00186 |  |  |  | AVERAGE
T -1 MAIN BUILDING L/S | ZONE 193 | FRONT FOYER | LIVE AREA | Electrical | ELT | 1 |  |  | 11134-ELT-LNM00187 |  |  |  | AVERAGE
T -1 MAIN BUILDING L/S | ZONE 193 | FRONT FOYER | LIVE AREA | Electrical | ELT | 1 |  |  | ELT-LNM00335 |  |  |  | AVERAGE
T -1 MAIN BUILDING L/S | ZONE 193 | FRONT FOYER | LIVE AREA | Electrical | ELT | 1 |  |  | ELT-LNM00336 |  |  |  | AVERAGE
T -1 MAIN BUILDING L/S | ZONE 193 | FRONT FOYER | LIVE AREA | Electrical | ELT | 1 |  |  | ELT-LNM00339 |  |  |  | AVERAGE
T -1 MAIN BUILDING L/S | ZONE 193 | FRONT FOYER | LIVE AREA | Electrical | ELT | 1 |  |  | ELT-LNM00340 |  |  |  | AVERAGE
T -1 MAIN BUILDING L/S | ZONE 193 | FRONT FOYER | LIVE AREA | Electrical | ELT | 1 |  |  | ELT-LNM00344 |  |  |  | AVERAGE
T -1 MAIN BUILDING L/S | ZONE 193 | FRONT FOYER | LIVE AREA | Electrical | ELT | 1 |  |  | ELT-LNM00345 |  |  |  | AVERAGE
T -1 MAIN BUILDING L/S | ZONE 193 | FRONT FOYER | LIVE AREA | Electrical | ELT | 1 |  |  | ELT-LNM00348 |  |  |  | AVERAGE
T 1- MAIN BUILDING L/S | ZONE E 172 | FRONT FOYER | LIVE AREA | Electrical | DB | 1 |  |  | T 1 -DB-1129 |  |  |  | AVERAGE
T 1- MAIN BUILDING L/S | ZONE E 172 | FRONT FOYER | LIVE AREA | Electrical | DB | 1 |  |  | T 1 -DB-1130 |  |  |  | AVERAGE
T 1- MAIN BUILDING L/S | ZONE E 172 | FRONT FOYER | LIVE AREA | IT | COMMS | 1 |  |  | DP 4781 |  |  |  | AVERAGE
T 1- MAIN BUILDING L/S | ZONE E 172 | FRONT FOYER | LIVE AREA | Electrical | CEILING EXTRACT | 4 |  |  | ID F1 /F2 / F3 / F4 |  |  |  | AVERAGE
T 1- MAIN BUILDING L/S | ZONE E 172 | FRONT FOYER | LIVE AREA | Electrical | EMGY LIGHTING CONTACTOR | 2 |  |  | ID REF 2S-C / 3S-C |  |  |  | AVERAGE
T 1- MAIN BUILDING L/S | ZONE E 172 | FRONT FOYER | LIVE AREA | Fire | FIRE DOOR | 1 |  |  | T 1 - FDR 0528 |  |  |  | AVERAGE
T 1- MAIN BUILDING L/S | ZONE E 173 | FRONT FOYER | LIVE AREA | Electrical | DB | 1 |  |  | T 1 -DB-1127 |  |  |  | AVERAGE
T 1- MAIN BUILDING L/S | ZONE E 173 | FRONT FOYER | LIVE AREA | Electrical | DB | 1 |  |  | T 1 -DB-1128 |  |  |  | AVERAGE
T 1- MAIN BUILDING L/S | ZONE E 173 | FRONT FOYER | LIVE AREA | Electrical | EBB I BUS PANEL | 1 |  |  | BO4-1C-13-5L1 |  |  |  | GOOD
T 1- MAIN BUILDING L/S | ZONE E 173 | FRONT FOYER | LIVE AREA | Fire | FIRE DOOR | 1 |  |  | NO REF |  |  |  | GOOD
T 1- MAIN BUILDING L/S | ZONE E 173 | FRONT FOYER | LIVE AREA | IT | SALTO | 1 |  |  | NO REF |  |  |  | GOOD
T 1- MAIN BUILDING L/S | ZONE E 174 | FRONT FOYER | LIVE ARE | Fire | FIRE DOOR | 1 |  |  | T 1 - FDR 0376 |  |  |  | GOOD
T 1- MAIN BUILDING L/S | ZONE E 174 | FRONT FOYER | LIVE ARE | IT | SALTO | 1 |  |  | NO REF |  |  |  | GOOD
T 1- MAIN BUILDING L/S | ZONE E 174 | FRONT FOYER | LIVE ARE | Electrical | EBB I BUS PANEL | 1 |  |  | B04-1B-20-10L3 |  |  |  | GOOD
T 1- MAIN BUILDING L/S | ZONE E 174 | FRONT FOYER | LIVE ARE | Electrical | DB | 1 |  |  | T 1 - DB-1125 |  |  |  | AVERAGE
T 1- MAIN BUILDING L/S | ZONE E 174 | FRONT FOYER | LIVE ARE | Electrical | DB | 1 |  |  | T1 - DB-1126 |  |  |  | AVERAGE
T 1- MAIN BUILDING L/S | ZONE E 174 | FRONT FOYER | LIVE ARE | Electrical | SWITCH ACTUATORS | 1 |  |  | B04-1C-3 |  |  |  | AVERAGE
T 1- MAIN BUILDING L/S | ZONE E 174 | FRONT FOYER | LIVE ARE | Electrical | SWITCH ACTUATORS | 1 |  |  | B04-1B1-20 |  |  |  | AVERAGE
T 1 - MAIN BUILDING L/S | ZONE M | FRONT FOYER | LIVE AREA | Mechanical | VALVES | 4 |  |  | NO REF |  |  |  | AVERAGE
T 1 - MAIN BUILDING L/S | ZONE M | FRONT FOYER | LIVE AREA | Fire | FIRE DOOR | 1 |  |  | T 1- FDR 0378 |  |  |  | AVERAGE
T 1 - MAIN BUILDING L/S | ZONE E 175 | FRONT FOYER | LIVE AREA | Electrical | DB | 1 |  |  | T 1 - DB-1123 |  |  |  | AVERAGE
T 1 - MAIN BUILDING L/S | ZONE E 175 | FRONT FOYER | LIVE AREA | Electrical | DB | 1 |  |  | T 1 - DB-1124 |  |  |  | AVERAGE
T 1 - MAIN BUILDING L/S | ZONE E 175 | FRONT FOYER | LIVE AREA | Electrical | EBB I BUS PANEL | 1 |  |  | BO4-1B1-14-8L1 |  |  |  | GOOD
T 1 - MAIN BUILDING L/S | ZONE E 175 | FRONT FOYER | LIVE AREA | Electrical | TICKET DESK LIGHTING PANEL | 1 |  |  | 1134 NLT-PAN00002 |  |  |  | GOOD
T 1 - MAIN BUILDING L/S | ZONE E 175 | FRONT FOYER | LIVE AREA | Electrical | NORMAL LIGHT | 1 |  |  | NO REF |  |  |  | AVERAGE
T 1 - MAIN BUILDING L/S | ZONE E 175 | FRONT FOYER | LIVE AREA | Fire | FIRE DOOR | 1 |  |  | NO REF |  |  |  | GOOD
T 1 - MAIN BUILDING L/S | ZONE E 175 | FRONT FOYER | LIVE AREA | IT | SALTO | 1 |  |  | NO REF |  |  |  | GOOD
T 1 - MAIN BUILDINGL/S | ZONE M | FRONT FOYER | LIVE AREA | Mechanical | VALVE | 1 |  |  | 11134-LTHW-IV 83 |  |  |  | AVERAGE
T 1 - MAIN BUILDINGL/S | ZONE M | FRONT FOYER | LIVE AREA | Mechanical | VALVE | 1 |  |  | 11134-LTHW-CVN 26 |  |  |  | AVERAGE
T 1 - MAIN BUILDINGL/S | ZONE M | FRONT FOYER | LIVE AREA | Fire | FIRE DOOR | 1 |  |  | NO REF |  |  |  | GOOD
PIER 4 | ZONE 60 | GATE 2 TOILETS | DEAD AREA | Fire | SOUNDERS & BEACONS. | 4 |  |  | NO REF |  |  |  | GOOD
PIER 4 | ZONE 60 | GATE 2 TOILETS | DEAD AREA | Electrical | NORMAL LIGHTING… | 38 |  |  | NO REF |  |  |  | AVERAGE
PIER 4 | ZONE 60 | GATE 2 TOILETS | DEAD AREA | Electrical | ELT | 6 |  |  | NO REF |  |  |  | AVERAGE
PIER 4 | ZONE 60 | GATE 2 TOILETS | DEAD AREA | Electrical | HAND DRYERS | 6 |  |  | NO REF |  |  |  | AVERAGE
PIER 4 | ZONE 60 | GATE 2 TOILETS | DEAD AREA |  | MIRRORS | 12 |  |  | NO REF |  |  |  | AVERAGE
PIER 4 | ZONE 60 | GATE 2 TOILETS | DEAD AREA |  | SINKS | 9 |  |  | NO REF |  |  |  | AVERAGE
PIER 4 | ZONE 60 | GATE 2 TOILETS | DEAD AREA |  | SOAP DISPENSORS .. | 6 |  |  | NO REF |  |  |  | GOOD
PIER 4 | ZONE 60 | GATE 2 TOILETS | DEAD AREA |  | TOILETS | 8 |  |  | NO REF |  |  |  | AVERAGE
PIER 4 | ZONE 60 | GATE 2 TOILETS | DEAD AREA |  | URINALS | 2 |  |  | NO REF |  |  |  | AVERAGE
PIER 4 | ZONE 60 | GATE 2 TOILETS | DEAD AREA | Electrical | Static Signage | 5 |  | MALE / LADIES /BABY CHANGE / DISABLE / TOILETS. | NO REF |  |  |  | AVERAGE
PIER 4 | ZONE E 56 | GATE 2 SECURTIY OFFICE | DEAD AREA | Electrical | DB | 1 |  |  | 37-4FF-B-2 |  |  |  | AVERAGE
PIER 4 | ZONE E 56 | GATE 2 SECURTIY OFFICE | DEAD AREA | Electrical | DB | 1 |  |  | 37-4FF-B-2-24L 123 |  |  |  | AVERAGE
PIER 4 | ZONE E 56 | GATE 2 SECURTIY OFFICE | DEAD AREA | Electrical | ISOLATOR SWITCH | 1 |  |  | 73-4FF-B |  |  |  | AVERAGE
PIER 4 | ZONE E 56 | GATE 2 SECURTIY OFFICE | DEAD AREA | Electrical | METER | 1 |  |  | A9441121 |  |  |  | AVERAGE
PIER 4 | ZONE E 56 | GATE 2 SECURTIY OFFICE | DEAD AREA | Electrical | ISOLATOR SWITCH | 1 |  |  | B6-01 |  |  |  | AVERAGE
PIER 4 | ZONE E 56 | GATE 2 SECURTIY OFFICE | DEAD AREA | Electrical | DB | 1 |  |  | 37-4FF-B-3 |  |  |  | AVERAGE
PIER 4 | ZONE E 56 | GATE 2 SECURTIY OFFICE | DEAD AREA | Electrical | ISOLATOR SWITCH | 2 |  |  | NO REF | EXCEL 125A |  |  | AVERAGE
PIER 4 | ZONE E 56 | GATE 2 SECURTIY OFFICE | DEAD AREA | Fire | FIU | 1 |  |  | NO REF |  |  |  | AVERAGE
PIER 4 | ZONE E 56 | GATE 2 SECURTIY OFFICE | DEAD AREA | Fire | FIRE DOOR | 1 |  |  | NO REF |  |  |  | POOR
PIER 4 | ZONE E 56 | GATE 2 SECURTIY OFFICE | DEAD AREA | IT | COMMS PANEL | 1 |  |  | BA NETWORK CC0013 |  |  |  | AVERAGE
PIER 4 | ZONE E 56 | GATE 2 SECURTIY OFFICE | DEAD AREA | Electrical | NORMAL LIGHTING.. | 4 |  |  | NO REF |  |  |  | POOR
PIER 4 | ZONE 150 | DOMESTIC ARRIVALS | DEAD AREA | Electrical | Static Signage | 2 |  | TROLLEYS | NO REF |  |  |  | AVERAGE
PIER 4 | ZONE 150 | DOMESTIC ARRIVALS | DEAD AREA | Electrical | Static Signage | 1 |  | AIRLINE INFORMATION. | NO REF |  |  |  | AVERAGE
PIER 4 | ZONE 150 | DOMESTIC ARRIVALS | DEAD AREA | Electrical | Static Signage | 1 |  | FLIGHT CONNECTIONS. | NO REF |  |  |  | AVERAGE
PIER 4 | ZONE 150 | DOMESTIC ARRIVALS | DEAD AREA | IT | WLAN | 1 |  |  | LHR1099T1-A1AP00076 |  |  |  | GOOD
PIER 4 | ZONE 150 | DOMESTIC ARRIVALS | DEAD AREA | IT | CCTV | 1 |  |  | 438459 | VISTA |  |  | POOR
PIER 4 | ZONE 150 | DOMESTIC ARRIVALS | DEAD AREA | Fire | FIRE DOOR | 1 |  |  | T 1- FDR 0199 |  |  |  | AVERAGE
PIER 4 | ZONE 150 | DOMESTIC ARRIVALS | DEAD AREA | Mechanical | ROLLER SHUTTER | 1 |  |  | ID 72 N |  |  |  | AVERAGE
PIER 4 | ZONE 150 | DOMESTIC ARRIVALS | DEAD AREA | IT | CCTV | 1 |  |  | NO REF | PANASONIC |  |  | AVERAGE
PIER 4 | ZONE 150 | DOMESTIC ARRIVALS | DEAD AREA | Electrical | MAID NEW | 1 |  |  | NO REF |  |  |  | GOOD
PIER 4 | ZONE 150 | DOMESTIC ARRIVALS | DEAD AREA | Fire | FIRE DOOR | 1 |  |  | T 1- FDR 0196 |  |  |  | AVERAGE
PIER 4 | ZONE 150 | DOMESTIC ARRIVALS | DEAD AREA | Fire | FIRE DOOR | 1 |  |  | T 1- FDR 0197 |  |  |  | AVERAGE
PIER 4 | ZONE 150 | DOMESTIC ARRIVALS | DEAD AREA | Fire | FIRE DOOR | 1 |  |  | T 1- FDR 0198 |  |  |  | AVERAGE
PIER 4 | ZONE 150 | DOMESTIC ARRIVALS | DEAD AREA | Electrical | Static Signage | 1 |  | CUSTOMS BORDER FORCE. | 1134 DNF - DSD 10105 |  |  |  | AVERAGE
PIER 4 | ZONE 150 | DOMESTIC ARRIVALS | DEAD AREA | IT | CCTV | 1 |  |  | 438465 | VISTA |  |  | POOR
PIER 4 | ZONE 150 | DOMESTIC ARRIVALS | DEAD AREA | IT | CCTV | 1 |  |  | NO REF | BOSCH |  |  | AVERAGE
PIER 4 | ZONE 150 | DOMESTIC ARRIVALS | DEAD AREA | IT | WLAN | 1 |  |  | LHR1099T1-A1AP00075 |  |  |  | GOOD
PIER 4 | ZONE 150 | DOMESTIC ARRIVALS | DEAD AREA | Electrical | MAID NEW | 1 |  |  | 10488485 |  |  |  | GOOD
PIER 4 | ZONE 150 | DOMESTIC ARRIVALS | DEAD AREA | Electrical | MAID | 1 |  |  | MAID-S1-15270-RDR |  |  |  | AVERAGE
PIER 4 | ZONE 150 | DOMESTIC ARRIVALS | DEAD AREA | Fire | FIRE DOOR | 1 |  |  | T 1 -FDR 0188 |  |  |  | AVERAGE
PIER 4 | ZONE 150 | DOMESTIC ARRIVALS | DEAD AREA | Electrical | EMGY SIGN | 1 |  |  | NO REF |  |  |  | AVERAGE
PIER 4 | ZONE 150 | DOMESTIC ARRIVALS | DEAD AREA | Electrical | Static Signage | 1 |  |  | TOILETS |  |  |  | AVERAGE
PIER 4 | ZONE 150 | DOMESTIC ARRIVALS | DEAD AREA | Electrical | EMGY SIGN | 1 |  |  | NB-NO2-38W-SC |  |  |  | AVERAGE
PIER 4 | ZONE 150 | DOMESTIC ARRIVALS | DEAD AREA | Electrical | EMGY SIGN | 1 |  |  | NB-NO3-38W-SC |  |  |  | AVERAGE
PIER 4 | ZONE 150 | DOMESTIC ARRIVALS | DEAD AREA | Electrical | Static Signage | 2 |  | NO ENTRY | NO REF |  |  |  | AVERAGE
PIER 4 | ZONE 150 | DOMESTIC ARRIVALS | DEAD AREA | Fire | FIRE DOOR | 1 |  |  | T 1-AD 74 |  |  |  | AVERAGE
PIER 4 | ZONE 150 | DOMESTIC ARRIVALS | DEAD AREA | Fire | FIRE DOOR | 1 |  |  | T 1-AD 75 |  |  |  | AVERAGE
PIER 4 | ZONE 150 | DOMESTIC ARRIVALS | DEAD AREA | IT | CCTV | 1 |  |  | CCTV-ICD-10315 |  |  |  | AVERAGE
PIER 4 | ZONE 150 | DOMESTIC ARRIVALS | DEAD AREA | Electrical | MAID | 1 |  |  | SEC101638 |  |  |  | POOR
PIER 4 | ZONE 150 | DOMESTIC ARRIVALS | DEAD AREA | Electrical | Static Signage | 1 |  | BAGGAGE INQUIRES.. | NO REF |  |  |  | AVERAGE
PIER 4 | ZONE 150 | DOMESTIC ARRIVALS | DEAD AREA | Electrical | Static Signage | 1 |  | OUTSIZE BAGGAGE. | NO REF |  |  |  | AVERAGE
PIER 4 | ZONE 150 | DOMESTIC ARRIVALS | DEAD AREA | Mechanical | ROLLER BED | 1 |  |  | R10J |  |  |  | AVERAGE
PIER 4 | ZONE 150 | DOMESTIC ARRIVALS | DEAD AREA | Mechanical | CONVEYOR | 1 |  |  | R10H |  |  |  | AVERAGE
PIER 4 | ZONE 150 | DOMESTIC ARRIVALS | DEAD AREA | IT | CCTV | 1 |  |  | NO REF |  |  |  | POOR
PIER 4 | ZONE 150 | DOMESTIC ARRIVALS | DEAD AREA | Mechanical | CARROSEL | 1 |  |  | NO 11 |  |  |  | AVERAGE
PIER 4 | ZONE 150 | DOMESTIC ARRIVALS | DEAD AREA | Mechanical | CARROSEL | 1 |  |  | NO 12 |  |  |  | AVERAGE
PIER 4 | ZONE 150 | DOMESTIC ARRIVALS | DEAD AREA | Fire | FIRE DOOR | 1 |  |  | NO 32 |  |  |  | POOR
PIER 4 | ZONE 150 | DOMESTIC ARRIVALS | DEAD AREA | Electrical | ELT | 52 |  |  | NO REF |  |  |  | AVERAGE
PIER 4 | ZONE 150 | DOMESTIC ARRIVALS | DEAD AREA | Electrical | NORMAL LIGHTING….. | 224 |  |  | NO REF |  |  |  | AVERAGE
PIER 3 | ZONE 409 | ARRIVALS | LIVE AREA | Fire | FIRE DOOR | 3 |  |  | NO REF |  |  |  | AVERAGE
PIER 3 | ZONE 409 | ARRIVALS | LIVE AREA | Electrical | MAID NEW | 1 |  |  | NO REF |  |  |  | AVERAGE
PIER 3 | ZONE 409 | ARRIVALS | LIVE AREA | Electrical | EMGY SIGN | 1 |  |  | NO REF |  |  |  | GOOD
PIER 3 | ZONE 409 | ARRIVALS | LIVE AREA | Electrical | ELT | 1 |  |  | 11145-ELT-LMN00233 |  |  |  | GOOD
PIER 3 | ZONE 409 | ARRIVALS | LIVE AREA | Electrical | ELT | 1 |  |  | 11145-ELT-LMN00288 |  |  |  | GOOD
PIER 3 | ZONE 409 | ARRIVALS | LIVE AREA | Electrical | ELT | 1 |  |  | 11145-ELT-LMN00287 |  |  |  | GOOD
PIER 3 | ZONE 409 | ARRIVALS | LIVE AREA | Electrical | ELT | 1 |  |  | 11145-ELT-LMN00286 |  |  |  | GOOD
PIER 3 | ZONE 409 | ARRIVALS | LIVE AREA | Electrical | ELT | 1 |  |  | 11145-ELT-LMN00285 |  |  |  | GOOD
PIER 3 | ZONE 409 | ARRIVALS | LIVE AREA | Electrical | ELT | 1 |  |  | 11145-ELT-LMN00284 | COVERS MISSING |  |  | AVERAGE
PIER 3 | ZONE 409 | ARRIVALS | LIVE AREA | Electrical | ELT | 1 |  |  | 1145-ELT-LMN00283 | COVERS MISSING |  |  | AVERAGE
PIER 3 | ZONE 409 | ARRIVALS | LIVE AREA | Electrical | ELT | 1 |  |  | 11145-ELT-LMN00282 | COVERS MISSING |  |  | AVERAGE
PIER 3 | ZONE 409 | ARRIVALS | LIVE AREA | Electrical | ELT | 1 |  |  | 11145-ELT-LMN00281 | COVERS MISSING |  |  | AVERAGE
PIER 3 | ZONE 409 | ARRIVALS | LIVE AREA | Electrical | ELT | 1 |  |  | 11145-ELT-LMN00280 | COVERS MISSING |  |  | AVERAGE
PIER 3 | ZONE 409 | ARRIVALS | LIVE AREA | Electrical | ELT | 1 |  |  | 11145-ELT-LMN00279 | COVERS MISSING |  |  | AVERAGE
PIER 3 | ZONE 409 | ARRIVALS | LIVE AREA | Electrical | ELT | 1 |  |  | 11145-ELT-LMN00278 | COVERS MISSING |  |  | AVERAGE
PIER 3 | ZONE 409 | ARRIVALS | LIVE AREA | Electrical | NORMAL LIGHTING…. | 45 |  |  | NO REF |  |  |  | AVERAGE
PIER 3 | ZONE 409 | ARRIVALS | LIVE AREA | Electrical | static singage | 1 |  | ARRIVALS , FLIGHT CONNECTIONS. | G19-SUB-2 |  |  |  | GOOD
PIER 3 | ZONE 409 | ARRIVALS | LIVE AREA | Electrical | EMGY SIGN | 1 |  |  | NO REF |  |  |  | GOOD
PIER 3 | ZONE 409 | ARRIVALS | LIVE AREA | Electrical | CCTV | 1 |  |  | NO REF | SONY |  |  | AVERAGE
PIER 3 | ZONE 409 | ARRIVALS | LIVE AREA | Fire | FIRE DOOR | 2 |  |  | NO REF |  |  |  | AVERAGE
PIER 3 | ZONE 409 | ARRIVALS | LIVE AREA | Electrical | CCTV | 1 |  |  | CCTV-ICD-10875 |  |  |  | AVERAGE
PIER 3 | ZONE 409 | ARRIVALS | LIVE AREA | Electrical | MAID | 1 |  |  | ACC-CDV-RE00012 |  |  |  | AVERAGE
PIER 3 | ZONE 409 | ARRIVALS | LIVE AREA | Electrical | MAID | 1 |  |  | ACC-CDV-RE00017 |  |  |  | AVERAGE
PIER 3 | ZONE 411 | ARRIVALS | LIVE AREA | Fire | FIRE DOOR | 1 |  |  | T 1-FDR 0613 |  |  |  | AVERAGE
PIER 3 | ZONE 411 | ARRIVALS | LIVE AREA | Electrical | CHECK IN DESK | 1 |  |  | L2R1G20H |  |  |  | AVERAGE
PIER 3 | ZONE 411 | ARRIVALS | LIVE AREA | Electrical | CHECK IN DESK | 1 |  |  | L2R1G20B |  |  |  | AVERAGE
PIER 3 | ZONE 411 | ARRIVALS | LIVE AREA | Mechanical | LATE BAG CHUTE | 1 |  |  | 6101376 |  |  |  | AVERAGE
PIER 3 | ZONE 411 | ARRIVALS | LIVE AREA | Electrical | CHECK IN DESK | 1 |  |  | R1G20J |  |  |  | AVERAGE
PIER 3 | ZONE 411 | ARRIVALS | LIVE AREA | IT | PCU1 CONTROL | 1 |  |  | BA 411409 |  |  |  | AVERAGE
PIER 3 | ZONE 411 | ARRIVALS | LIVE AREA | Electrical | CHECK IN DESK | 1 |  |  | L2R1G20K |  |  |  | AVERAGE
PIER 3 | ZONE 411 | ARRIVALS | LIVE AREA | Electrical | MAID NEW | 1 |  |  | NO REF |  |  |  | AVERAGE
PIER 3 | ZONE 411 | ARRIVALS | LIVE AREA | Fire | FIRE DOOR | 1 |  |  | T 1-FDR 0164 |  |  |  | AVERAGE
PIER 3 | ZONE 411 | ARRIVALS | LIVE AREA | Electrical | EMGY SIGN | 1 |  |  | DB-2C-1A-9L3 |  |  |  | AVERAGE
PIER 3 | ZONE 411 | ARRIVALS | LIVE AREA | Electrical | DIU | 3 |  |  | NO REF |  |  |  | AVERAGE
PIER 3 | ZONE 411 | ARRIVALS | LIVE AREA | Fire | FIRE DOOR | 1 |  |  | NO REF |  |  |  | AVERAGE
PIER 3 | ZONE 411 | ARRIVALS | LIVE AREA | Fire | FIU | 1 |  |  | 2026-033 |  |  |  | AVERAGE
PIER 3 | ZONE 411 | ARRIVALS | LIVE AREA | Electrical | DIU | 1 |  |  | NO REF |  |  |  | AVERAGE
PIER 3 | ZONE 411 | ARRIVALS | LIVE AREA | Fire | FIRE DOOR | 1 |  |  | T 1-FDR 0610 |  |  |  | AVERAGE
PIER 3 | ZONE 411 | ARRIVALS | LIVE AREA | Electrical | MAID NEW | 1 |  |  | NO REF |  |  |  | AVERAGE
PIER 3 | ZONE 411 | ARRIVALS | LIVE AREA | Fire | FIU | 2 |  |  | NO REF |  |  |  | AVERAGE
PIER 3 | ZONE 411 | ARRIVALS | LIVE AREA | Electrical | TV | 1 |  |  | NO REF | SAMSUNG | UE46D8000YU |  | AVERAGE
PIER 3 | ZONE 411 | ARRIVALS | LIVE AREA | IT | WLAN | 1 |  |  | LHR1488T1-A5-AP00257 |  |  |  | GOOD
PIER 3 | ZONE 411 | ARRIVALS | LIVE AREA | Electrical | ELT | 6 |  |  | NO REF |  |  |  | AVERAGE
PIER 3 | ZONE 411 | ARRIVALS | LIVE AREA | Electrical | NORMAL LIGHTING… | 52 |  |  | NO REF |  |  |  | AVERAGE
PIER 3 | ZONE 411 | ARRIVALS | LIVE AREA | Electrical | NORMAL LIGHTIN CONTROL.. | 8 |  |  | NO REF |  |  |  | AVERAGE
PIER 3 | ZONE 411 | ARRIVALS | LIVE AREA | HVAC | HVAC GRILL | 30 |  |  | NO REF |  |  |  | AVERAGE
PIER 3 | ZONE 411 | ARRIVALS | LIVE AREA | Fire | FIU | 1 |  |  | 2187-053 |  |  |  | AVERAGE
PIER 3 | ZONE 411 | ARRIVALS | LIVE AREA | Electrical | DIU | 1 |  |  | NO REF |  |  |  | AVERAGE
PIER 3 | ZONE 411 | ARRIVALS | LIVE AREA | Electrical | EMGY SIGN | 1 |  |  | P3-35-SC-30W |  |  |  | POOR
PIER 3 | ZONE 411 | ARRIVALS | LIVE AREA | Fire | FIRE DOOR | 1 |  |  | NO REF |  |  |  | AVERAGE
PIER 3 | ZONE 411 | ARRIVALS | LIVE AREA | Electrical | CHECK IN DESK | 1 |  |  | L2R1G20F |  |  |  | AVERAGE
PIER 3 | ZONE 411 | ARRIVALS | LIVE AREA | Mechanical | AIRBRIDGE 120 | 1 |  |  | HAL 6100367 |  |  |  | AVERAGE
PIER 3 | ZONE 411 | ARRIVALS | LIVE AREA | Fire | FIRE DOOR | 3 |  |  | NO REF |  |  |  | AVERAGE
PIER 3 | ZONE 411 | ARRIVALS | LIVE AREA | Electrical | Static signage | 1 |  | ARRIVALS , BAGGAGE RECLAIM,FLIGHT CONNECTIONS.. | NO REF |  |  |  | AVERAGE
PIER 3 | ZONE 411 | ARRIVALS | LIVE AREA | Electrical | Static signage | 1 |  | GATE 20 | NO REF |  |  |  | AVERAGE
PIER 3 | ZONE 411 | ARRIVALS | LIVE AREA | Fire | FIRE DOOR | 1 |  |  | P3-C20-06 |  |  |  | AVERAGE
PIER 3 | ZONE 411 | ARRIVALS | LIVE AREA | Electrical | MAID NEW | 2 |  |  | NO REF |  |  |  | AVERAGE
PIER 3 | ZONE 411 | ARRIVALS | LIVE AREA | Fire | FIU | 1 |  |  | 2187-045 |  |  |  | AVERAGE
PIER 3 | ZONE 411 | ARRIVALS | LIVE AREA | Electrical | DIU | 1 |  |  | NO REF |  |  |  | AVERAGE
PIER 4 | ZONE 78 | SECURITY LOUNGE | DEAD AREA | Electrical | ELT | 8 |  |  | NO REF |  |  |  | AVERAGE
PIER 4 | ZONE 78 | SECURITY LOUNGE | DEAD AREA | Electrical | NORMAL LIGHTING… | 231 |  |  | NO REF |  |  |  | POOR
PIER 4 | ZONE 78 | SECURITY LOUNGE | DEAD AREA | HVAC | HVAC GRILS | 58 |  |  | NO REF |  |  |  | AVERAGE
PIER 4 | ZONE 78 | SECURITY LOUNGE | DEAD AREA | Electrical | NORMAL LIGHTING CONTROL.. | 5 |  |  | NO REF |  |  |  | AVERAGE
PIER 4 | ZONE 78 | SECURITY LOUNGE | DEAD AREA | IT | WLAN | 1 |  |  | LHR1106T1-A1-AP00281 |  |  |  | GOOD
PIER 4 | ZONE 78 | SECURITY LOUNGE | DEAD AREA | IT | COMMS | 1 |  |  | NO REF |  |  |  | AVERAGE
PIER 4 | ZONE 78 | SECURITY LOUNGE | DEAD AREA | Fire | FIRE DOOR | 2 |  |  | NO REF |  |  |  | AVERAGE
PIER 4 | ZONE 78 | SECURITY LOUNGE | DEAD AREA |  | MIRROR | 1 |  |  | NO REF |  |  |  | AVERAGE
PIER 3 | ZONE 412 | ARRIVALS GATE 18 | LIVE AREA | Electrical | MAID. | 3 |  |  | NO REF |  |  |  | AVERAGE
PIER 3 | ZONE 412 | ARRIVALS GATE 18 | LIVE AREA | Electrical | DIU | 4 |  |  | NO REF |  |  |  | GOOD
PIER 3 | ZONE 412 | ARRIVALS GATE 18 | LIVE AREA | Fire | FIU | 4 |  |  | NO REF | GENT | 34415 |  | AVERAGE
PIER 3 | ZONE 412 | ARRIVALS GATE 18 | LIVE AREA | IT | FIDS | 1 |  |  | FIDS-T1-352-DEP-A--P3 |  |  |  | AVERAGE
PIER 3 | ZONE 412 | ARRIVALS GATE 18 | LIVE AREA | IT | FIDS | 1 |  |  | FIDS-T1-353-DEP-A--P3 |  |  |  | AVERAGE
PIER 3 | ZONE 412 | ARRIVALS GATE 18 | LIVE AREA | Fire | FIRE DOOR | 1 |  |  | NO REF |  |  |  | AVERAGE
PIER 3 | ZONE 412 | ARRIVALS GATE 18 | LIVE AREA | Electrical | DIU | 1 |  |  | NO REF |  |  |  | AVERAGE
PIER 3 | ZONE 412 | ARRIVALS GATE 18 | LIVE AREA | Fire | FIU | 1 |  |  | 2187-037 |  |  |  | AVERAGE
PIER 3 | ZONE 412 | ARRIVALS GATE 18 | LIVE AREA | Fire | FIU | 1 |  |  | 2187-038 |  |  |  | AVERAGE
PIER 3 | ZONE 412 | ARRIVALS GATE 18 | LIVE AREA | Electrical | ELT | 1 |  |  | NO REF | MM30421 |  |  | AVERAGE
PIER 3 | ZONE 412 | ARRIVALS GATE 18 | LIVE AREA | Fire | FIRE DOOR | 1 |  |  | FD 6480813 |  |  |  | POOR
PIER 3 | ZONE 412 | ARRIVALS GATE 18 | LIVE AREA | Fire | FIRE DOOR | 1 |  |  | FD 6480812 |  |  |  | POOR
PIER 3 | ZONE 412 | ARRIVALS GATE 18 | LIVE AREA | Electrical | CHECK IN DESK | 1 |  |  | L2R1G18H |  |  |  | AVERAGE
PIER 3 | ZONE 412 | ARRIVALS GATE 18 | LIVE AREA | Electrical | CHECK IN DESK | 1 |  |  | L2R1G18B |  |  |  | AVERAGE
PIER 3 | ZONE 412 | ARRIVALS GATE 18 | LIVE AREA | Fire | FIU | 1 |  |  | 2187-035 |  |  |  | AVERAGE
PIER 3 | ZONE 412 | ARRIVALS GATE 18 | LIVE AREA | Electrical | ELT | 1 |  |  | NO REF |  |  |  | AVERAGE
PIER 3 | ZONE 412 | ARRIVALS GATE 18 | LIVE AREA | Mechanical | LATE BAG CHUTE 118.. | 1 |  |  | 6101374 |  |  |  | AVERAGE
PIER 3 | ZONE 412 | ARRIVALS GATE 18 | LIVE AREA | Fire | FIRE DOOR | 1 |  |  | FD 8480811 |  |  |  | POOR
PIER 3 | ZONE 412 | ARRIVALS GATE 18 | LIVE AREA | Electrical | ELT | 1 |  |  | NO REF | MM30421 |  |  | AVERAGE
PIER 3 | ZONE 412 | ARRIVALS GATE 18 | LIVE AREA | Electrical | CHECK IN DESK | 1 |  |  | L2R1G18K |  |  |  | AVERAGE
PIER 3 | ZONE 412 | ARRIVALS GATE 18 | LIVE AREA | Electrical | CHECK IN DESK | 1 |  |  | L2R1G18J |  |  |  | AVERAGE
PIER 3 | ZONE 412 | ARRIVALS GATE 18 | LIVE AREA | Electrical | Static signage
PIER 3 | ZONE 412 | ARRIVALS GATE 18 | LIVE AREA | Electrical | EMGY SIGN | 1 |  |  | P3-28-SC-30W |  |  |  | AVERAGE
PIER 3 | ZONE 412 | ARRIVALS GATE 18 | LIVE AREA | Fire | FIRE DOOR | 2 |  |  | P3-C-18-01 / 2 |  |  |  | POOR
PIER 3 | ZONE 412 | ARRIVALS GATE 18 | LIVE AREA | Electrical | CHECK IN DESK | 1 |  |  | L2R1G18F |  |  |  | AVERAGE
PIER 3 | ZONE 412 | ARRIVALS GATE 18 | LIVE AREA | Electrical | MAID NEW | 1 |  |  | NO REF |  |  |  | GOOD
PIER 3 | ZONE 412 | ARRIVALS GATE 18 | LIVE AREA | Electrical | EMGY SIGN | 1 |  |  | P3-29-SC-18W |  |  |  | AVERAGE
PIER 3 | ZONE 412 | ARRIVALS GATE 18 | LIVE AREA | Electrical | DIU | 1 |  |  | NO REF |  |  |  | AVERAGE
PIER 3 | ZONE 412 | ARRIVALS GATE 18 | LIVE AREA | Electrical | DIU | 1 |  |  | NO REF |  |  |  | AVERAGE
PIER 3 | ZONE 412 | ARRIVALS GATE 18 | LIVE AREA | Electrical | EMGY SIGN | 1 |  |  | NO REF |  |  |  | GOOD
PIER 3 | ZONE 412 | ARRIVALS GATE 18 | LIVE AREA | Electrical | NORMAL LIGHTING CONTROL… | 12 |  |  | NO REF |  |  |  | AVERAGE
PIER 3 | ZONE 412 | ARRIVALS GATE 18 | LIVE AREA | Electrical | NORMAL LIGHTING…. | 72 |  |  | NO REF |  |  |  | AVERAGE
PIER 3 | ZONE 412 | ARRIVALS GATE 18 | LIVE AREA | HVAC | HVAC GRILLS | 32 |  |  | NO REF |  |  |  | AVERAGE
PIER 3 | ZONE 412 | ARRIVALS GATE 18 | LIVE AREA | IT | FIDS | 1 |  |  | ID NO 710 | SAMSUNG 56' |  |  | AVERAGE
PIER 3 | ZONE 412 | ARRIVALS GATE 18 | LIVE AREA | Electrical | TV | 1 |  |  | NO REF | SAMSUNG | UE46D800 |  | GOOD
PIER 3 | ZONE 412 | ARRIVALS GATE 18 | LIVE AREA | Electrical | MAID NEW | 2 |  |  | NO REF |  |  |  | GOOD
PIER 3 | ZONE 412 | ARRIVALS GATE 18 | LIVE AREA | Fire | FIRE DOOR | 1 |  |  | FD 6480799 |  |  |  | AVERAGE
PIER 3 | ZONE 412 | ARRIVALS GATE 18 | LIVE AREA | Electrical | DIU | 1 |  |  | NO REF |  |  |  | GOOD
PIER 3 | ZONE 412 | ARRIVALS GATE 18 | LIVE AREA | Fire | FIU | 1 |  |  | 2187-030 | GENT | 34415 |  | AVERAGE
PIER 3 | ZONE 412 | ARRIVALS GATE 18 | LIVE AREA | Fire | FIRE DOOR | 1 |  |  | FD 6480800 |  |  |  | AVERAGE
PIER 3 | ZONE 412 | ARRIVALS GATE 18 | LIVE AREA | Electrical | Static signage | 1 |  | NO ENTRY | NO REF |  |  |  | AVERAGE
PIER 3 | ZONE 412 | ARRIVALS GATE 18 | LIVE AREA | Electrical | Static signage | 2 |  | GATE 18 | NO REF |  |  |  | AVERAGE
PIER 3 | ZONE 412 | ARRIVALS GATE 18 | LIVE AREA | Electrical | ELT | 2 |  |  | NO REF | TWIN 21 |  |  | AVERAGE
PIER 3 | ZONE 412 | ARRIVALS GATE 18 | LIVE AREA | Electrical | MAID NEW | 2 |  |  | NO REF |  |  |  | GOOD
PIER 3 | ZONE 412 | ARRIVALS GATE 18 | LIVE AREA | Electrical | DIU | 1 |  |  | NO REF |  |  |  | GOOD
PIER 3 | ZONE 412 | ARRIVALS GATE 18 | LIVE AREA | Fire | FIU | 1 |  |  | 2187-088 | GENT | 34415 |  | AVERAGE
PIER 3 | ZONE 412 | ARRIVALS GATE 18 | LIVE AREA | Fire | FIRE DOOR | 2 |  |  | P3-C18-07 / 08 |  |  |  | POOR
PIER 3 | ZONE 412 | ARRIVALS GATE 18 | LIVE AREA | Electrical | MAID | 2 |  |  | NO REF |  |  |  | AVERAGE
PIER 3 | ZONE 412 | ARRIVALS GATE 18 | LIVE AREA | Electrical | DIU | 2 |  |  | NO REF |  |  |  | GOOD
PIER 3 | ZONE 412 | ARRIVALS GATE 18 | LIVE AREA | Electrical | FIU | 3 |  |  | NO REF |  |  |  | AVERAGE
PIER 3 | ZONE 412 | ARRIVALS GATE 18 | LIVE AREA | Fire | FIRE DOOR | 1 |  |  | 6840802 |  |  |  | POOR
PIER 3 | ZONE 412 | ARRIVALS GATE 18 | LIVE AREA | Electrical | DIU | 1 |  |  | NO REF |  |  |  | AVERAGE
PIER 3 | ZONE 413 | ARRIVALS ROUTE | LIVE AREA | Electrical | MAID | 1 |  |  | ACC-CDC-RE00012 |  |  |  | AVERAGE
PIER 3 | ZONE 413 | ARRIVALS ROUTE | LIVE AREA | Electrical | ELT | 1 |  |  | 11145-ELTLNM00276 |  |  |  | AVERAGE
PIER 3 | ZONE 413 | ARRIVALS ROUTE | LIVE AREA | Electrical | MAID | 1 |  |  | ACC-CDC-RE00011 |  |  |  | AVERAGE
PIER 3 | ZONE 413 | ARRIVALS ROUTE | LIVE AREA | Electrical | ELT | 1 |  |  | 11145-ELT-LNM00275 |  |  |  | AVERAGE
PIER 3 | ZONE 413 | ARRIVALS ROUTE | LIVE AREA | Electrical | ELT | 1 |  |  | 11145-ELT-LNM00274 |  |  |  | AVERAGE
PIER 3 | ZONE 413 | ARRIVALS ROUTE | LIVE AREA | Electrical | ELT | 1 |  |  | 11145-ELT-LNM00273 |  |  |  | AVERAGE
PIER 3 | ZONE 413 | ARRIVALS ROUTE | LIVE AREA | Electrical | ELT | 1 |  |  | 11145-ELT-LNM00272 |  |  |  | AVERAGE
PIER 3 | ZONE 413 | ARRIVALS ROUTE | LIVE AREA | Electrical | ELT | 1 |  |  | 11145-ELT-LNM00271 |  |  |  | AVERAGE
PIER 3 | ZONE 413 | ARRIVALS ROUTE | LIVE AREA | Electrical | ELT | 1 |  |  | 11145-ELT-LNM00270 |  |  |  | AVERAGE
PIER 3 | ZONE 413 | ARRIVALS ROUTE | LIVE AREA | Electrical | ELT | 1 |  |  | 11145-ELT-LNM00269 |  |  |  | AVERAGE
PIER 3 | ZONE 413 | ARRIVALS ROUTE | LIVE AREA | Electrical | ELT | 1 |  |  | 11145-ELT-LNM00268 |  |  |  | AVERAGE
PIER 3 | ZONE 413 | ARRIVALS ROUTE | LIVE AREA | Electrical | ELT | 1 |  |  | 11145-ELT-LNM00267 |  |  |  | AVERAGE
PIER 3 | ZONE 413 | ARRIVALS ROUTE | LIVE AREA | Electrical | ELT | 1 |  |  | 11145-ELT-LNM00266 |  |  |  | AVERAGE
PIER 3 | ZONE 413 | ARRIVALS ROUTE | LIVE AREA | Electrical | ELT | 1 |  |  | 11145-ELT-LNM00265 |  |  |  | AVERAGE
PIER 3 | ZONE 413 | ARRIVALS ROUTE | LIVE AREA | Electrical | ELT | 1 |  |  | 11145-ELT-LNM00264 |  |  |  | AVERAGE
PIER 3 | ZONE 413 | ARRIVALS ROUTE | LIVE AREA | Electrical | ELT | 1 |  |  | 11145-ELT-LNM00263 |  |  |  | AVERAGE
PIER 3 | ZONE 413 | ARRIVALS ROUTE | LIVE AREA | Electrical | ELT | 1 |  |  | 11145-ELT-LNM00262 |  |  |  | AVERAGE
PIER 3 | ZONE 413 | ARRIVALS ROUTE | LIVE AREA | Electrical | ELT | 1 |  |  | 11145-ELT-LNM00261 |  |  |  | AVERAGE
PIER 3 | ZONE 413 | ARRIVALS ROUTE | LIVE AREA | IT | CCTV | 1 |  |  | CCTV-ICD-10879 | SONY |  |  | GOOD
PIER 3 | ZONE 413 | ARRIVALS ROUTE | LIVE AREA | Electrical | NORMAL LIGHTING… | 126 |  |  | NO REF |  |  |  | GOOD
PIER 3 | ZONE 413 | ARRIVALS ROUTE | LIVE AREA | Electrical | Static Signage | 1 |  | ARRIVALS | NO REF |  |  |  | AVERAGE
PIER 3 | ZONE 413 | ARRIVALS ROUTE | LIVE AREA | Electrical | Static Signage | 1 |  | BAGGAGE RECLAIM | NO REF |  |  |  | AVERAGE
PIER 3 | ZONE 413 | ARRIVALS ROUTE | LIVE AREA | Electrical | Static Signage | 1 |  | FLIGHT CONNECTIONS | NO REF |  |  |  | AVERAGE
PIER 3 | ZONE 413 | ARRIVALS ROUTE | LIVE AREA | LEPC | T1 PAXCON 8 TRAVELATOR | 1 |  |  | HAL 6100478 |  |  |  | AVERAGE
PIER 3 | ZONE 413 | ARRIVALS ROUTE | LIVE AREA | Electrical | MAID | 1 |  |  | 11134-ACC-CDV-RE00020 |  |  |  | AVERAGE
PIER 3 | ZONE 413 | ARRIVALS ROUTE | LIVE AREA | Electrical | MAID | 3 |  |  | NO REF |  |  |  | AVERAGE
PIER 3 | ZONE 413 | ARRIVALS ROUTE | LIVE AREA | Electrical | EMGY SIGN | 1 |  |  | P3-04-SC-18W |  |  |  | POOR
PIER 3 | ZONE 413 | ARRIVALS ROUTE | LIVE AREA | Electrical | MAID | 3 |  |  | NO REF |  |  |  | AVERAGE
PIER 3 | ZONE 413 | ARRIVALS ROUTE | LIVE AREA | Electrical | PANIC ALARM PANEL. | 1 |  |  | ID 6659387 |  |  |  | GOOD
PIER 3 | ZONE 413 | ARRIVALS ROUTE | LIVE AREA | Electrical | DIU | 6 |  |  | NO REF |  |  |  | GOOD
PIER 3 | ZONE 413 | ARRIVALS ROUTE | LIVE AREA | Fire | FIU | 8 |  |  | NO REF | GENT | 34415 |  | AVERAGE
PIER 3 | ZONE 413 | ARRIVALS ROUTE | LIVE AREA | Electrical | Static Signage | 1 |  | ARRIVALS | NO REF |  |  |  | AVERAGE
PIER 3 | ZONE 413 | ARRIVALS ROUTE | LIVE AREA | Electrical | Static Signage | 1 |  | BAGGAGE RECLAIM | NO REF |  |  |  | AVERAGE
PIER 3 | ZONE 413 | ARRIVALS ROUTE | LIVE AREA | Electrical | Static Signage | 1 |  | FLIGHT CONNECTIONS | NO REF |  |  |  | AVERAGE
PIER 3 | ZONE 413 | ARRIVALS ROUTE | LIVE AREA | Fire | FIU | 1 |  |  | NO REF | GENT | 34415 |  | AVERAGE
PIER 3 | ZONE 413 | ARRIVALS ROUTE | LIVE AREA | Electrical | Static Signage | 2 |  | FLIGHT CONNECTIONS BAGGAGE RECLAIM. | NO REF |  |  |  | AVERAGE
PIER 3 | ZONE 413 | ARRIVALS ROUTE | LIVE AREA | Electrical | EMGY SIGN | 1 |  |  | P3-02-CB-15W |  |  |  | AVERAGE
PIER 3 | ZONE 413 | ARRIVALS ROUTE | LIVE AREA | Electrical | EMGY SIGN | 1 |  |  | P3-01-CB-30W |  |  |  | AVERAGE
PIER 3 | ZONE 413 | ARRIVALS ROUTE | LIVE AREA | LEPC | T1 PAX LIFT 36 | 1 |  |  | HAL 6100537 |  |  |  | AVERAGE
PIER 3 | ZONE 413 | ARRIVALS ROUTE | LIVE AREA | LEPC | T1 PAX LIFT 37 | 1 |  |  | HAL 6100538 |  |  |  | AVERAGE
PIER 3 | ZONE 413 | ARRIVALS ROUTE | LIVE AREA | Mechanical | DRY RISER | 1 |  |  | ASSET 5F |  |  |  | AVERAGE
PIER 3 | ZONE 413 | ARRIVALS ROUTE | LIVE AREA | Fire | FIRE DOOR | 1 |  |  | T1 -FDR 0468 |  |  |  | AVERAGE
PIER 3 | ZONE 413 | ARRIVALS ROUTE | LIVE AREA | IT | CCTV | 1 |  |  | ID 007176 |  |  |  | POOR
PIER 3 | ZONE 413 | ARRIVALS ROUTE | LIVE AREA | LEPC | T1 ESCULATOR 14 | 1 |  |  | HAL 6100502 |  |  |  | AVERAGE
PIER 3 | ZONE 413 | ARRIVALS ROUTE | LIVE AREA | LEPC | T 1 ESCULATOR 15 | 1 |  |  | HAL 6100503 |  |  |  | AVERAGE
PIER 3 | ZONE 413 | ARRIVALS ROUTE | LIVE AREA | Electrical | MAID NEW | 1 |  |  | NO REF |  |  |  | GOOD
PIER 3 | ZONE 413 | ARRIVALS ROUTE | LIVE AREA | IT | CCTV | 1 |  |  | CCTV-ICD-10885 | SONY |  |  | GOOD
PIER 3 | ZONE 413 | ARRIVALS ROUTE | LIVE AREA | IT | CCTV | 1 |  |  | NO REF |  |  |  | POOR
PIER 3 | ZONE 413 | ARRIVALS ROUTE | LIVE AREA | Fire | FIU | 1 |  |  | 2183-064 | GENT | 34415 |  | AVERAGE
PIER 3 | ZONE 413 | ARRIVALS ROUTE | LIVE AREA | Fire | FIU | 1 |  |  | 2183-065 | GENT | 34415 |  | AVERAGE
PIER 3 | ZONE 413 | ARRIVALS ROUTE | LIVE AREA | Electrical | DIU | 1 |  |  | NO REF |  |  |  | AVERAGE
PIER 3 | ZONE 413 | ARRIVALS ROUTE | LIVE AREA | Electrical | MAID | 1 |  |  | NO REF |  |  |  | AVERAGE
PIER 3 | ZONE 413 | ARRIVALS ROUTE | LIVE AREA | Electrical | EMGY SIGN | 1 |  |  | NO REF |  |  |  | AVERAGE
PIER 4 | ZONE 82 | GATE 2 SECURITY STAFF TOILETS. | DEAD AREA | Fire | SOAUNERS & BEACONS… | 3 |  |  | NO REF |  |  |  | GOOD
PIER 4 | ZONE 82 | GATE 2 SECURITY STAFF TOILETS. | DEAD AREA | Electrical | ELT | 3 |  |  | NO REF |  |  |  | POOR
PIER 4 | ZONE 82 | GATE 2 SECURITY STAFF TOILETS. | DEAD AREA | Electrical | HAND DRYERS | 4 |  |  | NO REF |  |  |  | AVERAGE
PIER 4 | ZONE 82 | GATE 2 SECURITY STAFF TOILETS. | DEAD AREA |  | MIRRORS | 8 |  |  | NO REF |  |  |  | AVERAGE
PIER 4 | ZONE 82 | GATE 2 SECURITY STAFF TOILETS. | DEAD AREA | Electrical | NORMAL LIGHTING… | 14 |  |  | NO REF |  |  |  | POOR
PIER 4 | ZONE 82 | GATE 2 SECURITY STAFF TOILETS. | DEAD AREA |  | SINKS | 7 |  |  | NO REF |  |  |  | AVERAGE
PIER 4 | ZONE 82 | GATE 2 SECURITY STAFF TOILETS. | DEAD AREA |  | SOAP DISPENSORS | 5 |  |  | NO REF |  |  |  | GOOD
PIER 4 | ZONE 82 | GATE 2 SECURITY STAFF TOILETS. | DEAD AREA |  | TOILETS | 5 |  |  | NO REF |  |  |  | AVERAGE
PIER 4 | ZONE 74 | GATE 5 DEPARTURES | LIVE AREA | Electrical | DIU | 1 |  |  | ACC-INF-00017 |  |  |  | AVERAGE
PIER 4 | ZONE 74 | GATE 5 DEPARTURES | LIVE AREA | Electrical | Static Signage | 4 |  | GATES 5 & 7 / 74 & 76 | NO REF |  |  |  | AVERAGE
PIER 4 | ZONE 74 | GATE 5 DEPARTURES | LIVE AREA | LEPC | T 1 PAX LIFT |  |  |  | HAL 10345645 |  |  |  | AVERAGE
PIER 4 | ZONE 74 | GATE 5 DEPARTURES | LIVE AREA | Electrical | NORMAL LIGHTING CONTROL…. | 13 |  |  | 1101-NLT-CDV00004 / 5 / 6 /7 /8 /9 / 10 /11 /12 / 13 /14 / 15 / 16 |  |  |  | AVERAGE
PIER 4 | ZONE 74 | GATE 5 DEPARTURES | LIVE AREA | Electrical | HELP CALL POINT | 1 |  |  | NO REF |  |  |  | AVERAGE
PIER 4 | ZONE 74 | GATE 5 DEPARTURES | LIVE AREA | Fire | FIRE DOOR | 1 |  |  | T 1 FDR 0155 |  |  |  | AVERAGE
PIER 4 | ZONE 74 | GATE 5 DEPARTURES | LIVE AREA | Electrical | EMGY SIGN | 1 |  |  | P4-2ND-01-01-SC-38W |  |  |  | AVERAGE
PIER 4 | ZONE 74 | GATE 5 DEPARTURES | LIVE AREA | Electrical | EMGY SIGN | 1 |  |  | P4-2ND-01-04-SC-38W |  |  |  | AVERAGE
PIER 4 | ZONE 74 | GATE 5 DEPARTURES | LIVE AREA | IT | FIDS | 1 |  |  | FIDS-T1-461-DEP-A1 |  |  |  | AVERAGE
PIER 4 | ZONE 74 | GATE 5 DEPARTURES | LIVE AREA | Electrical | MAID | 1 |  |  | ACC-CDV-RE00039 |  |  |  | AVERAGE
PIER 4 | ZONE 74 | GATE 5 DEPARTURES | LIVE AREA | LEPC | PAX LIFT 28 | 1 |  |  | HAL 6100540 |  |  |  | AVERAGE
PIER 4 | ZONE 74 | GATE 5 DEPARTURES | LIVE AREA | Mechanical | SPRINKLER HEADS | 14 |  |  | NO REF |  |  |  | AVERAGE
PIER 4 | ZONE 74 | GATE 5 DEPARTURES | LIVE AREA | Electrical | SENSORS | 3 |  |  | NO REF | SATCHWELL |  |  | GOOD
PIER 4 | ZONE 74 | GATE 5 DEPARTURES | LIVE AREA | HVAC | HVAC GRILS | 16 |  |  | NO REF |  |  |  | AVERAGE
PIER 4 | ZONE 74 | GATE 5 DEPARTURES | LIVE AREA | Fire | SOUNDERS & BEACONS . | 2 |  |  | NO REF |  |  |  | GOOD
PIER 4 | ZONE 74 | GATE 5 DEPARTURES | LIVE AREA | Electrical | ELT | 19 |  |  | NO REF |  |  |  | AVERAGE
PIER 4 | ZONE 74 | GATE 5 DEPARTURES | LIVE AREA | Electrical | NORMAL LIGHTING… | 37 |  |  | NO REF |  |  |  | AVERAGE
PIER 4 | ZONE 74 | GATE 5 DEPARTURES | LIVE AREA | Fire | FIRE DOOR | 1 |  |  | NO REF |  |  |  | AVERAGE
PIER 3 | ZONE 414 | ARRIVALS ROUTE WC | LIVE AREA | Electrical | HAND DRYER | 1 |  |  | NO REF | XLERATOR |  |  | AVERAGE
PIER 3 | ZONE 414 | ARRIVALS ROUTE WC | LIVE AREA |  | SOAP DISPENSOR | 1 |  |  | NO REF |  |  |  | GOOD
PIER 3 | ZONE 414 | ARRIVALS ROUTE WC | LIVE AREA |  | MIRROR | 1 |  |  | NO REF |  |  |  | AVERAGE
PIER 3 | ZONE 414 | ARRIVALS ROUTE WC | LIVE AREA | Fire | SOUNDERS & BEACONS…. | 1 |  |  | NO REF |  |  |  | GOOD
PIER 3 | ZONE 414 | ARRIVALS ROUTE WC | LIVE AREA | Electrical | ELT | 1 |  |  | 11134-ELT-LNM00703 |  |  |  | AVERAGE
PIER 3 | ZONE 414 | ARRIVALS ROUTE WC | LIVE AREA | Electrical | ELT | 1 |  |  | 11134-ELT-LNM00704 |  |  |  | AVERAGE
PIER 3 | ZONE 414 | ARRIVALS ROUTE WC | LIVE AREA | Electrical | DB | 1 |  |  | 11134-LV-DB00089 |  |  |  | AVERAGE
PIER 3 | ZONE 414 | ARRIVALS ROUTE WC | LIVE AREA | Electrical | OVER FLOW | 1 |  |  | NO REF |  | D107 /OFD |  | AVERAGE
PIER 3 | ZONE 414 | ARRIVALS ROUTE WC | LIVE AREA | Electrical | FLUSH VALVE | 1 |  |  | NO REF |  | D10. |  | AVERAGE
PIER 3 | ZONE 414 | ARRIVALS ROUTE WC | LIVE AREA | Mechanical | WATER HEATER | 1 |  |  | NO REF | HEATRAE SADIA |  |  | AVERAGE
PIER 3 | ZONE 414 | ARRIVALS ROUTE WC | LIVE AREA | IT | SALTO | 1 |  |  | NO REF |  |  |  | GOOD
PIER 3 | ZONE 414 | ARRIVALS ROUTE WC | LIVE AREA |  | SINK | 1 |  |  | NO REF |  |  |  | AVERAGE
PIER 3 | ZONE414 | ARRIVALS ROUTE WC | LIVE AREA |  | TOILET | 1 |  |  | NO REF |  |  |  | AVERAGE
PIER 3 | ZONE 415 | GATE 16 DEP/ARR/ LINK | LIVE AREA | Electrical | CHECK IN DESK | 1 |  |  | LHR1G16G |  |  |  | AVERAGE
PIER 3 | ZONE 415 | GATE 16 DEP/ARR/ LINK | LIVE AREA | Electrical | CHECK IN DESK. | 1 |  |  | LHR1G16H |  |  |  | AVERAGE
PIER 3 | ZONE 415 | GATE 16 DEP/ARR/ LINK | LIVE AREA | Fire | FIU | 1 |  |  | NO REF | GENT | 34415 |  | AVERAGE
PIER 3 | ZONE 415 | GATE 16 DEP/ARR/ LINK | LIVE AREA | Electrical | DIU | 1 |  |  | NO REF |  |  |  | AVERAGE
PIER 3 | ZONE 415 | GATE 16 DEP/ARR/ LINK | LIVE AREA | Electrical | MAID | 2 |  |  | NO REF |  |  |  | AVERAGE
PIER 3 | ZONE 415 | GATE 16 DEP/ARR/ LINK | LIVE AREA | Fire | FIRE DOOR | 1 |  |  | T 1 -FDR 0561 |  |  |  | AVERAGE
PIER 3 | ZONE 415 | GATE 16 DEP/ARR/ LINK | LIVE AREA | IT | FIDS | 1 |  |  | NO REF |  |  |  | AVERAGE
PIER 3 | ZONE 415 | GATE 16 DEP/ARR/ LINK | LIVE AREA | Electrical | Static Signage | 3 |  | NO SMOKING | NO REF |  |  |  | AVERAGE
PIER 3 | ZONE 415 | GATE 16 DEP/ARR/ LINK | LIVE AREA | Electrical | EMGY SIGN | 1 |  |  | P3-26-SC-18W |  |  |  | AVERAGE
PIER 3 | ZONE 415 | GATE 16 DEP/ARR/ LINK | LIVE AREA | Electrical | EMGY SIGN | 1 |  |  | NO REF |  |  |  | AVERAGE
PIER 3 | ZONE 415 | GATE 16 DEP/ARR/ LINK | LIVE AREA | Fire | FIU | 1 |  |  | NO REF | GENT | 34415 |  | AVERAGE
PIER 3 | ZONE 415 | GATE 16 DEP/ARR/ LINK | LIVE AREA | Electrical | DIU | 1 |  |  | NO REF |  |  |  | AVERAGE
PIER 3 | ZONE 415 | GATE 16 DEP/ARR/ LINK | LIVE AREA | Electrical | CHECK IN DESK | 1 |  |  | LHR1G16K |  |  |  | AVERAGE
PIER 3 | ZONE 415 | GATE 16 DEP/ARR/ LINK | LIVE AREA | IT | PUC1 CONTROL | 1 |  |  | NO REF | MEDIA MATRIX | N268 | 60030 | AVERAGE
PIER 3 | ZONE 415 | GATE 16 DEP/ARR/ LINK | LIVE AREA | Electrical | CHECK IN DESK | 1 |  |  | LHR1G16J |  |  |  | AVERAGE
PIER 3 | ZONE 415 | GATE 16 DEP/ARR/ LINK | LIVE AREA | Fire | FIRE DOOR | 1 |  |  | T 1 -FDR 0560 |  |  |  | AVERAGE
PIER 3 | ZONE 415 | GATE 16 DEP/ARR/ LINK | LIVE AREA | Electrical | MAID | 1 |  |  | ACC-CDV-RE00022 |  |  |  | AVERAGE
PIER 3 | ZONE 415 | GATE 16 DEP/ARR/ LINK | LIVE AREA | Fire | FIRE DOOR | 1 |  |  | T 1-FDR 0563 |  |  |  | POOR
PIER 3 | ZONE 415 | GATE 16 DEP/ARR/ LINK | LIVE AREA | Electrical | ADD SCREEN | 1 |  |  | NO REF | SAMSUNG 56' |  |  | AVERAGE
PIER 3 | ZONE 415 | GATE 16 DEP/ARR/ LINK | LIVE AREA | IT | WLAN | 1 |  |  | LHR1049T1-A4-AP00259 |  |  |  | GOOD
PIER 3 | ZONE 415 | GATE 16 DEP/ARR/ LINK | LIVE AREA | Electrical | EMGY SIGN | 1 |  |  | NO REF |  |  |  | AVERAGE
PIER 3 | ZONE 415 | GATE 16 DEP/ARR/ LINK | LIVE AREA | Electrical | TV | 1 |  |  | NO REF | SAMSUNG 46' | UE46D8000YU |  | GOOD
PIER 3 | ZONE 415 | GATE 16 DEP/ARR/ LINK | LIVE AREA | Electrical | NORMAL LIGHTING CONTROL. | 11 |  |  | NO REF |  |  |  | AVERAGE
PIER 3 | ZONE 415 | GATE 16 DEP/ARR/ LINK | LIVE AREA | Electrical | ELT | 4 |  |  | NO REF | TWIN 21 | MM30421 |  | AVERAGE
PIER 3 | ZONE 415 | GATE 16 DEP/ARR/ LINK | LIVE AREA | Electrical | NORMAL LIGHTING. | 108 |  |  | NO REF |  |  |  | AVERAGE
PIER 3 | ZONE 415 | GATE 16 DEP/ARR/ LINK | LIVE AREA | Fire | SOUNDERS & BEACONS.. | 6 |  |  | NO REF |  |  |  | AVERAGE
PIER 3 | ZONE 415 | GATE 16 DEP/ARR/ LINK | LIVE AREA | Electrical | MAID NEW | 2 |  |  | NO REF |  |  |  | AVERAGE
PIER 3 | ZONE 415 | GATE 16 DEP/ARR/ LINK | LIVE AREA | HVAC | HVAC GRILS | 26 |  |  | NO REF |  |  |  | AVERAGE
PIER 3 | ZONE 415 | GATE 16 DEP/ARR/ LINK | LIVE AREA | Electrical | Static Signage | 4 |  | GATE 16 | NO REF |  |  |  | AVERAGE
PIER 3 | ZONE 415 | GATE 16 DEP/ARR/ LINK | LIVE AREA | Electrical | Static Signage | 1 |  | NO ENTRY | NO REF |  |  |  | AVERAGE
PIER 3 | ZONE 415 | GATE 16 DEP/ARR/ LINK | LIVE AREA | Electrical | CHECK IN DESK | 1 |  |  | LHR1G16F |  |  |  | AVERAGE
PIER 3 | ZONE 415 | GATE 16 DEP/ARR/ LINK | LIVE AREA | Fire | FIU | 1 |  |  | 2183-024 | GENT | 34415 |  | AVERAGE
PIER 3 | ZONE 415 | GATE 16 DEP/ARR/ LINK | LIVE AREA | Electrical | DIU | 1 |  |  | NO REF |  |  |  | AVERAGE
PIER 3 | ZONE 415 | GATE 16 DEP/ARR/ LINK | LIVE AREA | Electrical | MAID NEW | 2 |  |  | NO REF |  |  |  | GOOD
PIER 3 | ZONE 415 | GATE 16 DEP/ARR/ LINK | LIVE AREA | Fire | FIRE DOOR | 1 |  |  | P3-C16-07 / P3-C16-08 |  |  |  | POOR
PIER 3 | ZONE 415 | GATE 16 DEP/ARR/ LINK | LIVE AREA | Fire | FIU | 1 |  |  | 2183-020 |  |  |  | AVERAGE
PIER 3 | ZONE 415 | GATE 16 DEP/ARR/ LINK | LIVE AREA | Electrical | DIU | 4 |  |  | NO REF |  |  |  | AVERAGE
PIER 3 | ZONE 415 | GATE 16 DEP/ARR/ LINK | LIVE AREA | Electrical | MAID | 2 |  |  | NO REF |  |  |  | AVERAGE
PIER 3 | ZONE 415 | GATE 16 DEP/ARR/ LINK | LIVE AREA | Fire | FIU | 2 |  |  | NO REF |  |  |  | AVERAGE
PIER 3 | ZONE 415 | GATE 16 DEP/ARR/ LINK | LIVE AREA | Fire | FIRE DOOR | 1 |  |  | NO REF |  |  |  | AVERAGE
PIER 3 | ZONE 415 | GATE 16 DEP/ARR/ LINK | LIVE AREA | Fire | FIRE DOOR | 1 |  |  | FD 6480778 |  |  |  | POOR
PIER 3 | ZONE 415 | GATE 16 DEP/ARR/ LINK | LIVE AREA | Fire | FIRE DOOR | 1 |  |  | FD 648077 |  |  |  | AVERAGE
PIER 3 | ZONE 419 | CORE 3 STAIR CORE | LIVE AREA | Fire | FIRE DOOR | 1 |  |  | T 1 -FDR 0468 |  |  |  | POOR
PIER 3 | ZONE 419 | CORE 3 STAIR CORE | LIVE AREA | Mechanical | DRY RISER | 1 |  |  | 5F1 |  |  |  | AVERAGE
PIER 3 | ZONE 419 | CORE 3 STAIR CORE | LIVE AREA | Fire | FIRE DOOR | 2 |  |  | NO REF |  |  |  | POOR
PIER 3 | ZONE 419 | CORE 3 STAIR CORE | LIVE AREA | Electrical | NORMAL LIGHTING. | 14 |  |  | NO REF |  |  |  | POOR
PIER 3 | ZONE 419 | CORE 3 STAIR CORE | LIVE AREA | Electrical | EMGY SIGN | 1 |  |  | NO REF |  |  |  | POOR
PIER 3 | ZONE 419 | CORE 3 STAIR CORE | LIVE AREA | Fire | FIRE DOOR | 1 |  |  | T 1 -FDR 0565 |  |  |  | POOR
PIER 3 | ZONE 419 | CORE 3 STAIR CORE | LIVE AREA | Electrical | MAID NEW | 2 |  |  | NO REF |  |  |  | GOOD
PIER 3 | ZONE 419 | CORE 3 STAIR CORE | LIVE AREA | Electrical | DIU | 1 |  |  | NO REF |  |  |  | POOR
PIER 4 | ZONE E 53 | GATE 5 ELECTRICAL PLANTROOM | LIVE AREA | Electrical | DIU | 5 |  |  | ACC-INF-00020 / 21 / 22 / 23 / 24. |  |  |  | GOOD
PIER 4 | ZONE E 53 | GATE 5 ELECTRICAL PLANTROOM | LIVE AREA | Electrical | DB | 1 |  |  | T1 -DB 0134 |  |  |  | AVERAGE
PIER 4 | ZONE E 53 | GATE 5 ELECTRICAL PLANTROOM | LIVE AREA | Electrical | DB | 1 |  |  | T1 -DB 0135 |  |  |  | AVERAGE
PIER 4 | ZONE E 53 | GATE 5 ELECTRICAL PLANTROOM | LIVE AREA | Fire | FIRE DOOR | 1 |  |  | 11101- WLL- FDR00007 |  |  |  | AVERAGE
PIER 4 | ZONE E 53 | GATE 5 ELECTRICAL PLANTROOM | LIVE AREA | Electrical | EARTH BAR | 1 |  |  | 37-3R-SW17-1 |  |  |  | AVERAGE
PIER 4 | ZONE E 53 | GATE 5 ELECTRICAL PLANTROOM | LIVE AREA | Fire | FIREDOOR | 1 |  |  | 11101-WLL-FDR 00017 |  |  |  | AVERAGE
PIER 4 | ZONE E 53 | GATE 5 ELECTRICAL PLANTROOM | LIVE AREA | Electrical | BMS PANEL | 1 |  |  | 0UT STATION NO 96 | SATCHWELL | UNC696 |  | AVERAGE
PIER 4 | ZONE E 53 | GATE 5 ELECTRICAL PLANTROOM | LIVE AREA | Mechanical | WATER HEATER | 1 |  |  | NO REF | HEATRE SADIA | HOTFLO 10 |  | AVERAGE
PIER 4 | ZONE E 53 | GATE 5 ELECTRICAL PLANTROOM | LIVE AREA | Mechanical | FLUSH VALVE | 1 |  |  | NO REF | D103-A |  |  | AVERAGE
PIER 4 | ZONE E 53 | GATE 5 ELECTRICAL PLANTROOM | LIVE AREA | Electrical | NORMAL LIGHTING CONTROL.. | 1 |  |  | NO REF |  |  |  | AVERAGE
PIER 4 | ZONE E 53 | GATE 5 ELECTRICAL PLANTROOM | LIVE AREA | Mechanical | VALVES | 4 |  |  | NO REF |  |  |  | AVERAGE
PIER 4 | ZONE E 53 | GATE 5 ELECTRICAL PLANTROOM | LIVE AREA | Fire | FIU | 5 |  |  | NO REF | GENT | 34415 |  | AVERAGE
PIER 4 | ZONE E 53 | GATE 5 ELECTRICAL PLANTROOM | LIVE AREA | Electrical | NORMAL LIGHTING.. | 3 |  |  | NO REF |  |  |  | AVERAGE
PIER 3 | ZONE 416 | GATE 16 PREMIUM LOUNGE | DEAD AREA | Fire | FIRE DOOR | 1 |  |  | T 1 -FDR 0562 |  |  |  | AVERAGE
PIER 3 | ZONE 416 | GATE 16 PREMIUM LOUNGE | DEAD AREA | LEPC | PAX LIFT 30 | 1 |  |  | HAL 6100535 |  |  |  | AVERAGE
PIER 3 | ZONE 416 | GATE 16 PREMIUM LOUNGE | DEAD AREA |  | SOAP DISPENSOR | 1 |  |  | NO REF |  |  |  | GOOD
PIER 3 | ZONE 416 | GATE 16 PREMIUM LOUNGE | DEAD AREA |  | SINK | 1 |  |  | NO REF |  |  |  | AVERAGE
PIER 3 | ZONE 416 | GATE 16 PREMIUM LOUNGE | DEAD AREA | Fire | FIRE DOOR | 3 |  |  | NO REF |  |  |  | AVERAGE
PIER 3 | ZONE 416 | GATE 16 PREMIUM LOUNGE | DEAD AREA | Fire | FIRE DOOR | 1 |  |  | FD 1028 |  |  |  | AVERAGE
PIER 3 | ZONE 416 | GATE 16 PREMIUM LOUNGE | DEAD AREA | Electrical | EMGY SIGN | 4 |  |  | NO REF |  |  |  | AVERAGE
PIER 3 | ZONE 416 | GATE 16 PREMIUM LOUNGE | DEAD AREA | Electrical | NORMAL LIGHTING | 56 |  |  | NO REF |  |  |  | POOR
PIER 3 | ZONE 416 | GATE 16 PREMIUM LOUNGE | DEAD AREA | HVAC | HVAC GRILLS | 11 |  |  | NO REF |  |  |  | AVERAGE
PIER 3 | ZONE 416 | GATE 16 PREMIUM LOUNGE | DEAD AREA | Mechanical | CONVEYOR BAG DROP. | 1 |  |  | NO REF | ROBSON |  |  | AVERAGE
PIER 3 | ZONE 416 | GATE 16 PREMIUM LOUNGE | DEAD AREA | IT | BT COMMMS | 1 |  |  | DP 1666 |  |  |  | AVERAGE
PIER 3 | ZONE 416 | GATE 16 PREMIUM LOUNGE | DEAD AREA | IT | COMMS CAB | 1 |  | TV INSALLATION SERVICE. | NO REF | PHILLIPS | SM 30 |  | AVERAGE
PIER 3 | ZONE 416 | GATE 16 PREMIUM LOUNGE | DEAD AREA | IT | COMMS PANEL | 1 |  |  | NO REF | T I S |  |  | AVERAGE
PIER 3 | ZONE 416 | GATE 16 PREMIUM LOUNGE | DEAD AREA | IT | BMS PAN | 1 |  |  | NO REF | DEFIANT WEIGHING |  | NO 771 | AVERAGE
PIER 3 | ZONE 416 | GATE 16 PREMIUM LOUNGE | DEAD AREA | Fire | FIRE DOOR | 2 |  |  | NO REF |  |  |  | AVERAGE
PIER 3 | ZONE 417 | GATE 16 PREMIUM LOUNGE W/C | DEAD AREA | Fire | FIRE DOOR | 2 |  |  | NO REF |  |  |  | AVERAGE
PIER 3 | ZONE 417 | GATE 16 PREMIUM LOUNGE W/C | DEAD AREA |  | MIRRORS | 21 |  |  | NO REF |  |  |  | AVERAGE
PIER 3 | ZONE 417 | GATE 16 PREMIUM LOUNGE W/C | DEAD AREA |  | URINALS | 3 |  |  | NO REF |  |  |  | AVERAGE
PIER 3 | ZONE 417 | GATE 16 PREMIUM LOUNGE W/C | DEAD AREA |  | SINKS | 6 |  |  | NO REF |  |  |  | AVERAGE
PIER 3 | ZONE 417 | GATE 16 PREMIUM LOUNGE W/C | DEAD AREA |  | SOAP DISPENSOR | 2 |  |  | NO REF |  |  |  | AVERAGE
PIER 3 | ZONE 417 | GATE 16 PREMIUM LOUNGE W/C | DEAD AREA |  | TOILETS | 4 |  |  | NO REF |  |  |  | AVERAGE
PIER 3 | ZONE 417 | GATE 16 PREMIUM LOUNGE W/C | DEAD AREA | Electrical | NORMAL LIGHTING | 8 |  |  | NO REF |  |  |  | AVERAGE
PIER 3 | ZONE 420 | ROOM 103 FCC STORE ROOM… | DEAD AREA | Electrical | ELT | 7 |  |  | NO REF |  |  |  | GOOD
PIER 3 | ZONE 420 | ROOM 103 FCC STORE ROOM… | DEAD AREA | Electrical | NORMAL LIGHTING | 16 |  |  | NO REF |  |  |  | GOOD
PIER 3 | ZONE 420 | ROOM 103 FCC STORE ROOM… | DEAD AREA | HVAC | HVAC GRILL | 12 |  |  | NO REF |  |  |  | GOOD
PIER 3 | ZONE 420 | ROOM 103 FCC STORE ROOM… | DEAD AREA | Electrical | NORMAL LIGHTING CONTROL | 5 |  |  | NO REF |  |  |  | GOOD
PIER 3 | ZONE 420 | ROOM 103 FCC STORE ROOM… | DEAD AREA | Electrical | DIU | 1 |  |  | MAID-S1-002 DIU |  |  |  | GOOD
PIER 3 | ZONE 420 | ROOM 103 FCC STORE ROOM… | DEAD AREA | Fire | FIU | 1 |  |  | 11134-FAS-INF00113 |  |  |  | GOOD
PIER 3 | ZONE 420 | ROOM 103 FCC STORE ROOM… | DEAD AREA | Electrical | ELT | 1 |  |  | 1D-1B-1L1 |  |  |  | GOOD
PIER 3 | ZONE 420 | ROOM 103 FCC STORE ROOM… | DEAD AREA | Fire | FIRE DOOR | 1 |  |  | RS1MA1003 |  |  |  | GOOD
PIER 3 | ZONE 420 | ROOM 103 FCC STORE ROOM… | DEAD AREA | Fire | SOUNDERS & BEACON | 1 |  |  | NO REF |  |  |  | AVERAGE
PIER 3 | ZONE 420 | ROOM 103 FCC STORE ROOM… | DEAD AREA | Mechanical | SPRINKLER HEADS | 6 |  |  | NO REF |  |  |  | GOOD
PIER 3 | ZONE 418 | GATE 14 COACHING ARRIVALS | LIVE AREA | LEPC | T1 PAX LIFT 80 | 1 |  |  | HAL 10239466 |  |  |  | GOOD
PIER 3 | ZONE 418 | GATE 14 COACHING ARRIVALS | LIVE AREA | LEPC | T 1 ESCULATOR 30 | 1 |  |  | HAL 10302847 |  |  |  | GOOD
PIER 3 | ZONE 418 | GATE 14 COACHING ARRIVALS | LIVE AREA | Electrical | ELT | 1 |  |  | 11134-ELT-LNM00501 |  |  |  | AVERAGE
PIER 3 | ZONE 418 | GATE 14 COACHING ARRIVALS | LIVE AREA | Electrical | ELT | 1 |  |  | 11134-ELT-LNM00504 |  |  |  | AVERAGE
PIER 3 | ZONE 418 | GATE 14 COACHING ARRIVALS | LIVE AREA | Electrical | ELT | 1 |  |  | 11134-ELT-LNM00503 |  |  |  | AVERAGE
PIER 3 | ZONE 418 | GATE 14 COACHING ARRIVALS | LIVE AREA | Electrical | ELT | 1 |  |  | 11134-ELT-LNM00502 |  |  |  | AVERAGE
PIER 3 | ZONE 418 | GATE 14 COACHING ARRIVALS | LIVE AREA | IT | CCTV | 1 |  |  | CCTV-ICD-10589 | SONY |  |  | GOOD
PIER 3 | ZONE 418 | GATE 14 COACHING ARRIVALS | LIVE AREA | IT | CCTV | 2 |  |  | NO REF | SONY |  |  | GOOD
PIER 3 | ZONE 418 | GATE 14 COACHING ARRIVALS | LIVE AREA | Electrical | EMRGY SIGN | 4 |  |  | NO REF |  |  |  | GOOD
PIER 3 | ZONE 418 | GATE 14 COACHING ARRIVALS | LIVE AREA | HVAC | HVAC UNIT | 1 |  |  | 11134-HVAC-FCU00196 |  |  |  | AVERAGE
PIER 3 | ZONE 418 | GATE 14 COACHING ARRIVALS | LIVE AREA | HVAC | HVAC UNIT | 1 |  |  | 11134-HVAC-FCU00195 |  |  |  | AVERAGE
PIER 3 | ZONE 418 | GATE 14 COACHING ARRIVALS | LIVE AREA | Fire | FIU | 1 |  |  | 001S114-01-15114-FAS-INF00004 | GENT | 34415 |  | GOOD
PIER 3 | ZONE 418 | GATE 14 COACHING ARRIVALS | LIVE AREA | Electrical | ELT | 7 |  |  | NO REF |  |  |  | AVERAGE
PIER 3 | ZONE 418 | GATE 14 COACHING ARRIVALS | LIVE AREA | Electrical | AUTO DOORS | 1 |  |  | 11134-FAC-ATD00001 |  |  |  | GOOD
PIER 3 | ZONE 418 | GATE 14 COACHING ARRIVALS | LIVE AREA | Electrical | DIU | 5 |  |  | NO REF |  |  |  | GOOD
PIER 3 | ZONE 418 | GATE 14 COACHING ARRIVALS | LIVE AREA | Fire | FIU | 1 |  |  | 001S114-01-15114-FAS-INF00005 | GENT | 34415 |  | GOOD
PIER 3 | ZONE 418 | GATE 14 COACHING ARRIVALS | LIVE AREA | Electrical | MAID | 6 |  |  | NO REF |  |  |  | AVERAGE
PIER 3 | ZONE 418 | GATE 14 COACHING ARRIVALS | LIVE AREA | Electrical | AUTO DOORS | 1 |  |  | 11134-FAC-ATD00002 | KONE |  |  | GOOD
PIER 3 | ZONE 418 | GATE 14 COACHING ARRIVALS | LIVE AREA | Electrical | AUTO DOORS | 1 |  |  | 11134-FAC-ATD00003 | KONE |  |  | GOOD
PIER 3 | ZONE 418 | GATE 14 COACHING ARRIVALS | LIVE AREA | Electrical | AUTO DOORS | 1 |  |  | 11134-FAC-ATD00004 | KONE |  |  | GOOD
PIER 3 | ZONE 418 | GATE 14 COACHING ARRIVALS | LIVE AREA | Electrical | AUTO DOORS | 1 |  |  | 11134-FAC-ATD00005 | KONE |  |  | GOOD
PIER 3 | ZONE 418 | GATE 14 COACHING ARRIVALS | LIVE AREA | Electrical | MANUAL DOOR | 1 |  |  | 1S114- FAC-MDR00001 |  |  |  | GOOD
PIER 3 | ZONE 418 | GATE 14 COACHING ARRIVALS | LIVE AREA | Fire | FIU | 1 |  |  | 001S114-0115114-FAS-INF00008 | GENT | 34415 |  | GOOD
PIER 3 | ZONE 418 | GATE 14 COACHING ARRIVALS | LIVE AREA | Fire | FIU | 1 |  |  | 001S114-0115114-FAS-INF00007 | GENT | 34415 |  | GOOD
PIER 3 | ZONE 418 | GATE 14 COACHING ARRIVALS | LIVE AREA | Fire | FIU | 1 |  |  | 001S114-0115114-FAS-INF00006 | GENT | 34415 |  | GOOD
PIER 3 | ZONE 418 | GATE 14 COACHING ARRIVALS | LIVE AREA | Electrical | Static Signage | 4 |  | ARRIVALS BAGGAGE RECLAIM, FLIGHT CONNECTIONS. | NO REF |  |  |  | GOOD
PIER 3 | ZONE 418 | GATE 14 COACHING ARRIVALS | LIVE AREA | Fire | FIU | 1 |  |  | 001S114-0115114-FAS-INF00005 | GENT | 34415 |  | GOOD
PIER 3 | ZONE 418 | GATE 14 COACHING ARRIVALS | LIVE AREA | IT | CCTV | 1 |  |  | CCTV-ICD-10590 | SONY |  |  | GOOD
PIER 3 | ZONE 418 | GATE 14 COACHING ARRIVALS | LIVE AREA | Electrical | NORMAL LIGHTING | 14 |  |  | NO REF |  |  |  | GOOD
PIER 3 | ZONE 418 | GATE 14 COACHING ARRIVALS | LIVE AREA | Fire | FIRE DOOR | 1 |  |  | 11134-WLL-FDR0001 |  |  |  | GOOD
PIER 3 | ZONE 418 | GATE 14 COACHING ARRIVALS | LIVE AREA | Electrical | MAID | 2 |  |  | NO REF |  |  |  | AVERAGE
PIER 3 | ZONE 418 | GATE 14 COACHING ARRIVALS | LIVE AREA | Electrical | DIU | 1 |  |  | NO REF |  |  |  | GOOD
PIER 3 | ZONE 418 | GATE 14 COACHING ARRIVALS | LIVE AREA | Fire | FIU | 1 |  |  | 001S114-0115114-FAS-INF00003 | GENT | 34415 |  | GOOD
PIER 4 | ZONE 52 | GATE 8 DEPARTURE LOUNGE. | DEAD AREA | Electrical | Static Signage | 5 |  | GATES | NO REF |  |  |  | AVERAGE
PIER 4 | ZONE 52 | GATE 8 DEPARTURE LOUNGE. | DEAD AREA | Electrical | Static Signage | 5 |  | BAGGAGE RECLAIM | NO REF |  |  |  | AVERAGE
PIER 4 | ZONE 52 | GATE 8 DEPARTURE LOUNGE. | DEAD AREA | Electrical | Static Signage | 2 |  | TOILETS | NO REF |  |  |  | AVERAGE
PIER 4 | ZONE 52 | GATE 8 DEPARTURE LOUNGE. | DEAD AREA | Electrical | Static Signage | 4 |  | NO SMOKING | NO REF |  |  |  | AVERAGE
PIER 4 | ZONE 52 | GATE 8 DEPARTURE LOUNGE. | DEAD AREA | Electrical | Static Signage | 3 |  | FLIGHT CONNECTIONS | NO REF |  |  |  | AVERAGE
PIER 4 | ZONE 52 | GATE 8 DEPARTURE LOUNGE. | DEAD AREA | Electrical | EMGY SIGN | 9 |  |  | NO REF |  |  |  | AVERAGE
PIER 4 | ZONE 52 | GATE 8 DEPARTURE LOUNGE. | DEAD AREA | LEPC | GOODS LIFT 87 | 1 |  |  | HAL 6100543 |  |  |  | AVERAGE
PIER 4 | ZONE 52 | GATE 8 DEPARTURE LOUNGE. | DEAD AREA | IT | WLAN | 1 |  |  | LHR1044T1-A3-AP00032 |  |  |  | GOOD
PIER 4 | ZONE 52 | GATE 8 DEPARTURE LOUNGE. | DEAD AREA | IT | WLAN | 1 |  |  | LHR1044T1-A3-AP00264 |  |  |  | GOOD
PIER 4 | ZONE 52 | GATE 8 DEPARTURE LOUNGE. | DEAD AREA | IT | FIDS | 1 |  |  | FIDS-T1-314-DEP-A-1 |  |  |  | AVERAGE
PIER 4 | ZONE 52 | GATE 8 DEPARTURE LOUNGE. | DEAD AREA | IT | FIDS | 1 |  |  | FIDS-T1-315-DEP-A-1 |  |  |  | AVERAGE
PIER 4 | ZONE 52 | GATE 8 DEPARTURE LOUNGE. | DEAD AREA | Fire | FIRE DOOR | 4 |  |  | T 1 - FDR 0696 / 97 / 98 / 99 / |  |  |  | AVERAGE
PIER 4 | ZONE 52 | GATE 8 DEPARTURE LOUNGE. | DEAD AREA | IT | CCTV | 1 |  |  | CCTV-ICD-11000 |  |  |  | AVERAGE
PIER 4 | ZONE 52 | GATE 8 DEPARTURE LOUNGE. | DEAD AREA | IT | CCTV | 1 |  |  | NO REF | JVC | TK.C553E |  | AVERAGE
PIER 4 | ZONE 52 | GATE 8 DEPARTURE LOUNGE. | DEAD AREA | IT | CCTV | 1 |  |  | CCTV-ICD-10914 |  |  |  | AVERAGE
PIER 4 | ZONE 52 | GATE 8 DEPARTURE LOUNGE. | DEAD AREA | IT | CCTV | 1 |  |  | NO REF | SURE CAM |  |  | AVERAGE
PIER 4 | ZONE 52 | GATE 8 DEPARTURE LOUNGE. | DEAD AREA | IT | FIDS | 1 |  |  | NO REF | SAMSUNG |  |  | GOOD
PIER 4 | ZONE 52 | GATE 8 DEPARTURE LOUNGE. | DEAD AREA | IT | FIDS | 1 |  |  | NO REF | PANASONIC |  |  | GOOD
PIER 4 | ZONE 52 | GATE 8 DEPARTURE LOUNGE. | DEAD AREA | Electrical | Static Signage | 2 |  | NO SMOKING | NO REF |  |  |  | AVERAGE
PIER 4 | ZONE 52 | GATE 8 DEPARTURE LOUNGE. | DEAD AREA | IT | FIDS | 1 |  |  | GIDS-MON-ICD475641 |  |  |  | AVERAGE
PIER 4 | ZONE 52 | GATE 8 DEPARTURE LOUNGE. | DEAD AREA | IT | FIDS | 1 |  |  | GIDS-MON-ICD475642 |  |  |  | AVERAGE
PIER 4 | ZONE 52 | GATE 8 DEPARTURE LOUNGE. | DEAD AREA | Mechanical | LATE BAG CHUTE 108B | 1 |  |  | HAL 10476988 |  |  |  | AVERAGE
PIER 4 | ZONE 52 | GATE 8 DEPARTURE LOUNGE. | DEAD AREA | IT | CCTV | 1 |  |  | NO REF |  |  |  | POOR
PIER 4 | ZONE 52 | GATE 8 DEPARTURE LOUNGE. | DEAD AREA | Mechanical | BAG DROP CONVEYOR | 6 |  |  | LHR1BF01 / 02 / 03 / 04 / 05 /6 |  |  |  | AVERAGE
PIER 4 | ZONE 52 | GATE 8 DEPARTURE LOUNGE. | DEAD AREA | IT | FIDS | 1 |  |  | GIDS-MON-ICD 475644 |  |  |  | AVERAGE
PIER 4 | ZONE 52 | GATE 8 DEPARTURE LOUNGE. | DEAD AREA | IT | FIDS | 1 |  |  | GIDS-MON-ICD 475645 |  |  |  | AVERAGE
PIER 4 | ZONE 52 | GATE 8 DEPARTURE LOUNGE. | DEAD AREA | IT | FIDS | 1 |  |  | GIDS-MON-ICD 474677 |  |  |  | AVERAGE
PIER 4 | ZONE 52 | GATE 8 DEPARTURE LOUNGE. | DEAD AREA | HVAC | HVAC UNIT | 1 |  |  | NO REF |  |  |  | POOR
PIER 4 | ZONE 52 | GATE 8 DEPARTURE LOUNGE. | DEAD AREA | IT | CCTV | 1 |  |  | NO REF | HITACHI | KP-11 |  | AVERAGE
PIER 4 | ZONE 52 | GATE 8 DEPARTURE LOUNGE. | DEAD AREA | IT | FIDS | 1 |  |  | FIDS-T1-473-DEP-A-1 |  |  |  | AVERAGE
PIER 4 | ZONE 52 | GATE 8 DEPARTURE LOUNGE. | DEAD AREA | IT | FIDS | 1 |  |  | GIDS-MON-ICD-475643 |  |  |  | AVERAGE
PIER 4 | ZONE 52 | GATE 8 DEPARTURE LOUNGE. | DEAD AREA | HVAC | HVAC GRILS | 80 |  |  | NO REF |  |  |  | AVERAGE
PIER 4 | ZONE 52 | GATE 8 DEPARTURE LOUNGE. | DEAD AREA | Mechanical | LATE BAG CHUTE 1080 | 1 |  |  | HAL 10476989 |  |  |  | AVERAGE
PIER 4 | ZONE 52 | GATE 8 DEPARTURE LOUNGE. | DEAD AREA | Electrical | CONTROL PANEL | 1 |  |  | PBS-1 E/S-10 |  |  |  | AVERAGE
PIER 4 | ZONE 52 | GATE 8 DEPARTURE LOUNGE. | DEAD AREA | Electrical | E/S PANEL | 1 |  |  | RCP-3 E/S7 |  |  |  | AVERAGE
PIER 4 | ZONE 52 | GATE 8 DEPARTURE LOUNGE. | DEAD AREA | Electrical | E/S PANEL | 1 |  |  | RCP-3 E/S8 |  |  |  | AVERAGE
PIER 4 | ZONE 52 | GATE 8 DEPARTURE LOUNGE. | DEAD AREA | Electrical | E/SL PANEL | 1 |  |  | RCP-3 E/S9 |  |  |  | AVERAGE
PIER 4 | ZONE 52 | GATE 8 DEPARTURE LOUNGE. | DEAD AREA | HVAC | HVAC UNIT | 1 |  |  | NO REF |  |  |  | AVERAGE
PIER 4 | ZONE 52 | GATE 8 DEPARTURE LOUNGE. | DEAD AREA | IT | WLAN | 1 |  |  | LHR1044T1-A3-AP00033 |  |  |  | GOOD
PIER 4 | ZONE 52 | GATE 8 DEPARTURE LOUNGE. | DEAD AREA | Electrical | Static Signage | 1 |  | BABY CARE | NO REF |  |  |  | AVERAGE
PIER 4 | ZONE 52 | GATE 8 DEPARTURE LOUNGE. | DEAD AREA | Electrical | Static Signage | 1 |  | MALE & FEMALE | NO REF |  |  |  | AVERAGE
PIER 4 | ZONE 52 | GATE 8 DEPARTURE LOUNGE. | DEAD AREA | Electrical | EMGY SIGN | 1 |  |  | NO REF |  |  |  | AVERAGE
PIER 4 | ZONE 52 | GATE 8 DEPARTURE LOUNGE. | DEAD AREA | Fire | FIU | 1 |  |  | 1036-052 | GENT | 34415 |  | AVERAGE
PIER 4 | ZONE 52 | GATE 8 DEPARTURE LOUNGE. | DEAD AREA | Electrical | MAID | 1 |  |  | 5171 |  |  |  | POOR
PIER 4 | ZONE 52 | GATE 8 DEPARTURE LOUNGE. | DEAD AREA | Electrical | ELT | 16 |  |  | NO REF |  |  |  | AVERAGE
PIER 4 | ZONE 52 | GATE 8 DEPARTURE LOUNGE. | DEAD AREA | Fire | FIRE DOOR | 1 |  |  | T 1 - FDR 0053 |  |  |  | AVERAGE
PIER 4 | ZONE 52 | GATE 8 DEPARTURE LOUNGE. | DEAD AREA | IT | WLAN | 1 |  |  | LHR113T1-A3-AP00263 |  |  |  | GOOD
PIER 4 | ZONE 52 | GATE 8 DEPARTURE LOUNGE. | DEAD AREA | IT | WLAN | 1 |  |  | LHR113T1-A3-AP00026 |  |  |  | GOOD
PIER 4 | ZONE 52 | GATE 8 DEPARTURE LOUNGE. | DEAD AREA | IT | WLAN | 1 |  |  | LHR113T1-A3-AP00264 |  |  |  | GOOD
PIER 4 | ZONE 52 | GATE 8 DEPARTURE LOUNGE. | DEAD AREA | HVAC | HVAC UNIT | 1 |  |  | T 1-P4-FF-IN-AC-311 |  |  |  | AVERAGE
PIER 4 | ZONE 52 | GATE 8 DEPARTURE LOUNGE. | DEAD AREA | Electrical | MAID NEW | 3 |  |  | NO REF |  |  |  | GOOD
PIER 4 | ZONE 52 | GATE 8 DEPARTURE LOUNGE. | DEAD AREA | Mechanical | LATE BAG CHUTE 108A | 1 |  |  | HAL 10476987 |  |  |  | AVERAGE
PIER 4 | ZONE 52 | GATE 8 DEPARTURE LOUNGE. | DEAD AREA | IT | CCTV | 1 |  |  | CCTV-ICD-10913 |  |  |  | AVERAGE
PIER 4 | ZONE 52 | GATE 8 DEPARTURE LOUNGE. | DEAD AREA | Fire | FIRE DOOR | 2 |  |  | T 1- FDR 0022 / 23 |  |  |  | AVERAGE
PIER 4 | ZONE 52 | GATE 8 DEPARTURE LOUNGE. | DEAD AREA | Fire | FIRE DOOR | 1 |  |  | T 1 - FDR 0046 |  |  |  | AVERAGE
PIER 4 | ZONE 52 | GATE 8 DEPARTURE LOUNGE. | DEAD AREA | Fire | FIRE DOOR | 1 |  |  | T 1-FDR 0052 |  |  |  | AVERAGE
PIER 4 | ZONE 52 | GATE 8 DEPARTURE LOUNGE. | DEAD AREA | Electrical | NORMAL LIGHTING CONTROL. | 6 |  |  | NO REF |  |  |  | AVERAGE
PIER 4 | ZONE 52 | GATE 8 DEPARTURE LOUNGE. | DEAD AREA | Electrical | ELT | 65 |  |  | NO REF |  |  |  | AVERAGE
PIER 4 | ZONE 52 | GATE 8 DEPARTURE LOUNGE. | DEAD AREA | Electrical | NORMAL LIGHTING.. | 478 |  |  | NO REF |  |  |  | AVERAGE
PIER 4 | ZONE 64 | GATE 5 D STAIR CORE | LIVE AREA | Electrical | MAID | 1 |  |  | ACC-CDV-RE00009 |  |  |  | AVERAGE
PIER 4 | ZONE 64 | GATE 5 D STAIR CORE | LIVE AREA | HVAC | HVAC UNIT | 1 |  |  | NO REF | THERMOSCREENS |  |  | AVERAGE
PIER 4 | ZONE 64 | GATE 5 D STAIR CORE | LIVE AREA | Fire | FIRE DOOR | 1 |  |  | T1 -FDR 0100 |  |  |  | AVERAGE
PIER 4 | ZONE 64 | GATE 5 D STAIR CORE | LIVE AREA | Electrical | MAID | 1 |  |  | ACC-CDV-RE00044 |  |  |  | AVERAGE
PIER 4 | ZONE 64 | GATE 5 D STAIR CORE | LIVE AREA | Electrical | ELT | 1 |  |  | ELT-LNM-00118 |  |  |  | AVERAGE
PIER 4 | ZONE 64 | GATE 5 D STAIR CORE | LIVE AREA | Electrical | ELT | 1 |  |  | ELT-LNM-00020 |  |  |  | AVERAGE
PIER 4 | ZONE 64 | GATE 5 D STAIR CORE | LIVE AREA | Electrical | MAID | 1 |  |  | ACC-CDV-RE00011 |  |  |  | AVERAGE
PIER 4 | ZONE 64 | GATE 5 D STAIR CORE | LIVE AREA | Electrical | DIU | 1 |  |  | ACC-INF00029 |  |  |  | AVERAGE
PIER 4 | ZONE 64 | GATE 5 D STAIR CORE | LIVE AREA | Electrical | MAID | 1 |  |  | ACC-CDV-RE00054 |  |  |  | AVERAGE
PIER 4 | ZONE 64 | GATE 5 D STAIR CORE | LIVE AREA | Fire | FIU | 1 |  |  | NO REF | GENT | 34415 |  | AVERAGE
PIER 4 | ZONE 64 | GATE 5 D STAIR CORE | LIVE AREA | Electrical | ELT | 8 |  |  | NO REF |  |  |  | AVERAGE
PIER 4 | ZONE 64 | GATE 5 D STAIR CORE | LIVE AREA | Fire | FIRE DOOR | 1 |  |  | T 1 -FDR 0147 |  |  |  | AVERAGE
PIER 4 | ZONE 64 | GATE 5 D STAIR CORE | LIVE AREA | Electrical | MAID NEW | 2 |  |  | NO REF |  |  |  | AVERAGE
PIER 4 | ZONE 64 | GATE 5 D STAIR CORE | LIVE AREA | Electrical | DIU | 1 |  |  | NO REF |  |  |  | AVERAGE
PIER 4 | ZONE 64 | GATE 5 D STAIR CORE | LIVE AREA | Fire | FIU | 2 |  |  | 1123-60 | GENT | 34415 |  | AVERAGE
PIER 4 | ZONE 64 | GATE 5 D STAIR CORE | LIVE AREA | LEPC | T1 PAX LIFT 29 | 1 |  |  | HAL 6100541 |  |  |  | AVERAGE
PIER 4 | ZONE 64 | GATE 5 D STAIR CORE | LIVE AREA | HVAC | HVAC UNITS | 5 |  |  | NO REF |  |  |  | POOR
PIER 4 | ZONE 64 | GATE 5 D STAIR CORE | LIVE AREA | Electrical | ELT | 1 |  |  | ELT-LNM00021 |  |  |  | AVERAGE
PIER 4 | ZONE 64 | GATE 5 D STAIR CORE | LIVE AREA | Electrical | NORMAL LIGHTING | 9 |  |  | NO REF |  |  |  | AVERAGE
PIER 4 | ZONE 64 | GATE 5 D STAIR CORE | LIVE AREA | Electrical | NORMAL LIGHTING CONTROL. | 2 |  |  | NO REF |  |  |  | AVERAGE
PIER 4 | ZONE 61 | GATE 2 ARRIVALS CORRIDOR. | DEAD AREA | Electrical | DIU | 1 |  |  | NO REF |  |  |  | GOOD
PIER 4 | ZONE 61 | GATE 2 ARRIVALS CORRIDOR. | DEAD AREA | Fire | FIRE DOOR | 1 |  |  | T 1 - FDR 0093 |  |  |  | AVERAGE
PIER 4 | ZONE 61 | GATE 2 ARRIVALS CORRIDOR. | DEAD AREA | Fire | FIRE DOOR | 1 |  |  | T 1 - FDR 0094 |  |  |  | AVERAGE
PIER 4 | ZONE 61 | GATE 2 ARRIVALS CORRIDOR. | DEAD AREA | IT | CCTV | 1 |  |  | NO REF |  |  |  | AVERAGE
PIER 4 | ZONE 61 | GATE 2 ARRIVALS CORRIDOR. | DEAD AREA | Electrical | DIU | 4 |  |  | NO REF |  |  |  | AVERAGE
PIER 4 | ZONE 61 | GATE 2 ARRIVALS CORRIDOR. | DEAD AREA | Fire | FIRE DOOR | 1 |  |  | T 1 -FDR 0078 |  |  |  | AVERAGE
PIER 4 | ZONE 61 | GATE 2 ARRIVALS CORRIDOR. | DEAD AREA | Fire | FIU | 1 |  |  | 1041-05 | GENT | 34415 |  | AVERAGE
PIER 4 | ZONE 61 | GATE 2 ARRIVALS CORRIDOR. | DEAD AREA | Electrical | MAID NEW | 9 |  |  | NO REF |  |  |  | GOOD
PIER 4 | ZONE 61 | GATE 2 ARRIVALS CORRIDOR. | DEAD AREA | HVAC | HVAC UNIT | 1 |  |  | NO REF | THERMOSCREENS |  |  | AVERAGE
PIER 4 | ZONE 61 | GATE 2 ARRIVALS CORRIDOR. | DEAD AREA | Fire | FIRE DOOR | 1 |  |  | T 1 -FDR 0075 |  |  |  | AVERAGE
PIER 4 | ZONE 61 | GATE 2 ARRIVALS CORRIDOR. | DEAD AREA | Electrical | HEATER | 1 |  |  | ID 01-6971591 |  |  |  | AVERAGE
PIER 4 | ZONE 61 | GATE 2 ARRIVALS CORRIDOR. | DEAD AREA | Fire | FIRE DOOR | 3 |  |  | T 1-FDR 0071 / 72 / 73 |  |  |  | AVERAGE
PIER 4 | ZONE 61 | GATE 2 ARRIVALS CORRIDOR. | DEAD AREA | Fire | FIRE DOOR | 1 |  |  | T 1 -FDR 0069 |  |  |  | AVERAGE
PIER 4 | ZONE 61 | GATE 2 ARRIVALS CORRIDOR. | DEAD AREA | Fire | FIU | 1 |  |  | 1041-12 | GENT | 34415 |  | AVERAGE
PIER 4 | ZONE 61 | GATE 2 ARRIVALS CORRIDOR. | DEAD AREA | IT | CCTV | 2 |  |  | NO REF |  |  |  | AVERAGE
PIER 4 | ZONE 61 | GATE 2 ARRIVALS CORRIDOR. | DEAD AREA | Electrical | NORMAL LIGHTING | 42 |  |  | NO REF |  |  |  | POOR
PIER 4 | ZONE 61 | GATE 2 ARRIVALS CORRIDOR. | DEAD AREA | Electrical | NORMAL LIGHT CONTROL | 3 |  |  | NO REF |  |  |  | AVERAGE
PIER 4 | ZONE 61 | GATE 2 ARRIVALS CORRIDOR. | DEAD AREA | Fire | SOUNDERS & BEACONS | 5 |  |  | NO REF |  |  |  | GOOD
PIER 4 | ZONE 61 | GATE 2 ARRIVALS CORRIDOR. | DEAD AREA | Electrical | EMGY SIGNS | 1 |  |  | P4-33-SC-18W |  |  |  | AVERAGE
PIER 4 | ZONE 61 | GATE 2 ARRIVALS CORRIDOR. | DEAD AREA | Electrical | Static Signage | 1 |  | ARRIVALS | NO REF |  |  |  | AVERAGE
PIER 4 | ZONE 61 | GATE 2 ARRIVALS CORRIDOR. | DEAD AREA | Electrical | MAID NEW | 1 |  |  | 10493030 |  |  |  | GOOD
PIER 4 | ZONE 61 | GATE 2 ARRIVALS CORRIDOR. | DEAD AREA | Fire | FIRE DOOR | 1 |  |  | T 1-FDR 0082 |  |  |  | AVERAGE
PIER 4 | ZONE 61 | GATE 2 ARRIVALS CORRIDOR. | DEAD AREA | Fire | FIRE DOOR | 1 |  |  | T 1-FDR0088 |  |  |  | AVERAGE
PIER 4 | ZONE 61 | GATE 2 ARRIVALS CORRIDOR. | DEAD AREA | Electrical | Static Signage | 1 |  | DEPARTURES | NO REF |  |  |  | AVERAGE
PIER 4 | ZONE 61 | GATE 2 ARRIVALS CORRIDOR. | DEAD AREA | Electrical | EMGY SIGNS | 1 |  |  | P4-35-SC-18W |  |  |  | AVERAGE
PIER 4 | ZONE 61 | GATE 2 ARRIVALS CORRIDOR. | DEAD AREA | Fire | FIRE DOOR | 1 |  |  | T 1- FDR0081 |  |  |  | AVERAGE
PIER 4 | ZONE 61 | GATE 2 ARRIVALS CORRIDOR. | DEAD AREA | Fire | FIRE DOOR | 1 |  |  | T 1- FDR0077 |  |  |  | AVERAGE
PIER 4 | ZONE 61 | GATE 2 ARRIVALS CORRIDOR. | DEAD AREA | IT | PCUI MIC | 1 |  |  | NO REF |  |  |  | AVERAGE
PIER 4 | ZONE 61 | GATE 2 ARRIVALS CORRIDOR. | DEAD AREA | Electrical | EMGY SIGNS | 1 |  |  | P4-37-SC-8W |  |  |  | AVERAGE
PIER 4 | ZONE 61 | GATE 2 ARRIVALS CORRIDOR. | DEAD AREA | Fire | FIRE DOOR | 2 |  |  | T 1 -FRD0079 / 80 |  |  |  | AVERAGE
PIER 4 | ZONE 61 | GATE 2 ARRIVALS CORRIDOR. | DEAD AREA | HVAC | HVAC UNIT | 1 |  | 8198028 | NO REF | DUNHAM - BUSH |  | 80776-1703512 | AVERAGE
PIER 3 | ZONE 410 | GATE 22 DEPARURUES | DEAD AREA | Electrical | DIU | 7 |  |  | NO REF |  |  |  | GOOD
PIER 3 | ZONE 410 | GATE 22 DEPARURUES | DEAD AREA | Fire | FIU | 1 |  |  | 2026-035 | GENT | 34415 |  | GOOD
PIER 3 | ZONE 410 | GATE 22 DEPARURUES | DEAD AREA | Fire | FIU | 1 |  |  | 2026-037 | GENT | 34415 |  | GOOD
PIER 3 | ZONE 410 | GATE 22 DEPARURUES | DEAD AREA | Fire | FIU | 1 |  |  | 2026-038 | GENT | 34415 |  | GOOD
PIER 3 | ZONE 410 | GATE 22 DEPARURUES | DEAD AREA | Electrical | MAID NEW | 6 |  |  | NO REF |  |  |  | GOOD
PIER 3 | ZONE 410 | GATE 22 DEPARURUES | DEAD AREA | IT | CCTV | 1 |  |  | CCTV-ICD-10873 | SONY |  |  | GOOD
PIER 3 | ZONE 410 | GATE 22 DEPARURUES | DEAD AREA | Fire | FIRE DOOR | 1 |  |  | T 1 -FDR 0611 |  |  |  | AVERAGE
PIER 3 | ZONE 410 | GATE 22 DEPARURUES | DEAD AREA | Fire | FIRE DOOR | 1 |  |  | T 1 -FDR 0609 |  |  |  | AVERAGE
PIER 3 | ZONE 410 | GATE 22 DEPARURUES | DEAD AREA | Fire | FIRE DOOR | 1 |  |  | 6480825 |  |  |  | AVERAGE
PIER 3 | ZONE 410 | GATE 22 DEPARURUES | DEAD AREA | Fire | FIRE DOOR | 1 |  |  | 6480825 |  |  |  | AVERAGE
PIER 3 | ZONE 410 | GATE 22 DEPARURUES | DEAD AREA | IT | COMMS CAB | 1 |  |  | BAA 1280 |  |  |  | AVERAGE
PIER 3 | ZONE 410 | GATE 22 DEPARURUES | DEAD AREA | Electrical | ELT | 1 |  |  | DB C24-9L1-L1 | ORBIK |  |  | AVERAGE
PIER 3 | ZONE 410 | GATE 22 DEPARURUES | DEAD AREA | Electrical | DB | 1 |  |  | DB-C24-9L1-L1 |  |  |  | AVERAGE
PIER 3 | ZONE 410 | GATE 22 DEPARURUES | DEAD AREA | Fire | FIRE DOOR | 1 |  |  | 6480816 |  |  |  | POOR
PIER 3 | ZONE 410 | GATE 22 DEPARURUES | DEAD AREA | Fire | FIRE DOOR | 1 |  |  | 6480817 |  |  |  | POOR
PIER 3 | ZONE 410 | GATE 22 DEPARURUES | DEAD AREA | Electrical | ELT | 1 |  |  | DB C24-9L1-L1 | ORBIK |  |  | AVERAGE
PIER 3 | ZONE 410 | GATE 22 DEPARURUES | DEAD AREA | Electrical | EMGY SIGN | 2 |  |  | NO REF |  |  |  | AVERAGE
PIER 3 | ZONE 410 | GATE 22 DEPARURUES | DEAD AREA | Electrical | NORMAL LIGHTING | 42 |  |  | NO REF |  |  |  | POOR
PIER 3 | ZONE 410 | GATE 22 DEPARURUES | DEAD AREA | Fire | FIRE DOOR | 1 |  |  | NO REF |  |  |  | POOR
PIER 3 | ZONE 410 | GATE 22 DEPARURUES | DEAD AREA | Electrical | NORMAL LIGHTING CONTROL | 6 |  |  | NO REF |  |  |  | AVERAGE
PIER 3 | ZONE 410 | GATE 22 DEPARURUES | DEAD AREA | HVAC | HVAC GRILS | 11 |  |  | NO REF |  |  |  | POOR
PIER 3 | ZONE 410 | GATE 22 DEPARURUES | DEAD AREA | Fire | FIRE DOOR | 1 |  |  | NO REF |  |  |  | AVERAGE
PIER 3 | ZONE 408 | GATE 21 SALTO AREA | DEAD AREA | LEPC | PAXCON 09 | 1 |  |  | L9858 |  |  |  | POOR
PIER 3 | ZONE 408 | GATE 21 SALTO AREA | DEAD AREA | Electrical | ELT | 1 |  |  | 11145-ELT-LNM00243 |  |  |  | AVERAGE
PIER 3 | ZONE 408 | GATE 21 SALTO AREA | DEAD AREA | Electrical | ELT | 1 |  |  | 11145-ELT-LNM00244 |  |  |  | AVERAGE
PIER 3 | ZONE 408 | GATE 21 SALTO AREA | DEAD AREA | Electrical | ELT | 1 |  |  | 11145-ELT-LNM00241 |  |  |  | AVERAGE
PIER 3 | ZONE 408 | GATE 21 SALTO AREA | DEAD AREA | Electrical | ELT | 1 |  |  | 11145-ELT-LNM00240 |  |  |  | AVERAGE
PIER 3 | ZONE 408 | GATE 21 SALTO AREA | DEAD AREA | Electrical | ELT | 1 |  |  | 11145-ELT-LNM00239 |  |  |  | AVERAGE
PIER 3 | ZONE 408 | GATE 21 SALTO AREA | DEAD AREA | Electrical | ELT | 1 |  |  | 11145-ELT-LNM00238 |  |  |  | AVERAGE
PIER 3 | ZONE 408 | GATE 21 SALTO AREA | DEAD AREA | Electrical | ELT | 1 |  |  | 11145-ELT-LNM00237 |  |  |  | AVERAGE
PIER 3 | ZONE 408 | GATE 21 SALTO AREA | DEAD AREA | Electrical | ELT | 1 |  |  | 11145-ELT-LNM00236 |  |  |  | AVERAGE
PIER 3 | ZONE 408 | GATE 21 SALTO AREA | DEAD AREA | Electrical | ELT | 1 |  |  | 11145-ELT-LNM00235 |  |  |  | AVERAGE
PIER 3 | ZONE 408 | GATE 21 SALTO AREA | DEAD AREA | Electrical | ELT | 1 |  |  | 11145-ELT-LNM00234 |  |  |  | AVERAGE
PIER 3 | ZONE 408 | GATE 21 SALTO AREA | DEAD AREA | Fire | FIRE DOOR | 6 |  |  | NO REF |  |  |  | AVERAGE
PIER 3 | ZONE 408 | GATE 21 SALTO AREA | DEAD AREA | Electrical | NORMAL LIGHTING….. | 30 |  |  | NO REF |  |  |  | AVERAGE
PIER 3 | ZONE 408 | GATE 21 SALTO AREA | DEAD AREA | IT | SALTO | 6 |  |  | NO REF |  |  |  | GOOD
PIER 3 | ZONE 408 | GATE 21 SALTO AREA | DEAD AREA | HVAC | HVAC GRILS | 10 |  |  | NO REF |  |  |  | AVERAGE
PIER 3 | ZONE 408 | GATE 21 SALTO AREA | DEAD AREA | Electrical | DIU | 2 |  |  | NO REF |  |  |  | AVERAGE
PIER 3 | ZONE 408 | GATE 21 SALTO AREA | DEAD AREA | Fire | FIU | 2 |  |  | NO REF | GENT | 34415 |  | AVERAGE
PIER 3 | ZONE 408 | GATE 21 SALTO AREA | DEAD AREA | Fire | FIRE DOOR | 1 |  |  | T 1 -FDR 0608 |  |  |  | AVERAGE
PIER 3 | ZONE 408 | GATE 21 SALTO AREA | DEAD AREA | HVAC | HVAC UNIT | 1 |  |  | NO REF |  |  |  | POOR
PIER 4 | ZONE 151 | IRISH RECLAIM | DEAD AREA | Mechanical | EMRGY SIGN | 1 |  |  | NO REF |  |  |  | AVERAGE
PIER 4 | ZONE 151 | IRISH RECLAIM | DEAD AREA | Electrical | Static Signage | 1 |  | EXIT | NO REF |  |  |  | AVERAGE
PIER 4 | ZONE 151 | IRISH RECLAIM | DEAD AREA | Electrical | Static Signage | 1 |  | FLIGHT CONNECTIONS | NO REF |  |  |  | AVERAGE
PIER 4 | ZONE 151 | IRISH RECLAIM | DEAD AREA | Fire | FIRE DOOR | 7 |  |  | T 1 - FDR 0178 / 179 / 180 / 181 /182 / 184 / 185 |  |  |  | AVERAGE
PIER 4 | ZONE 151 | IRISH RECLAIM | DEAD AREA | Electrical | DIU | 1 |  |  | 10488486 |  |  |  | AVERAGE
PIER 4 | ZONE 151 | IRISH RECLAIM | DEAD AREA | Electrical | MAID | 1 |  |  | NO REF |  |  |  | AVERAGE
PIER 4 | ZONE 151 | IRISH RECLAIM | DEAD AREA | LEPC | GOODS LIFT 86 | 1 |  |  | HAL 6100546 |  |  |  | AVERAGE
PIER 4 | ZONE 151 | IRISH RECLAIM | DEAD AREA | Electrical | Static Signage | 1 |  | BORDER FORCE | 11134-DNF-DSD10103 |  |  |  | AVERAGE
PIER 4 | ZONE 151 | IRISH RECLAIM | DEAD AREA | Electrical | Static Signage | 1 |  | BORDER FORCE | 11134-DNF-DSD10104 |  |  |  | AVERAGE
PIER 4 | ZONE 151 | IRISH RECLAIM | DEAD AREA | Electrical | Static Signage | 1 |  | BORDER FORCE | 11134-SGN-SGS-PW-10087.. |  |  |  | AVERAGE
PIER 4 | ZONE 151 | IRISH RECLAIM | DEAD AREA | IT | FIDS | 3 |  |  | 11134-DNF-DSD-10014 / 15 / 16 . |  |  |  | AVERAGE
PIER 4 | ZONE 151 | IRISH RECLAIM | DEAD AREA | IT | HELP POINT 21 | 1 |  |  | BAA 202434 |  |  |  | AVERAGE
PIER 4 | ZONE 151 | IRISH RECLAIM | DEAD AREA | Electrical | Static Signage | 1 |  | EXIT / FLIGHT CONNECTIONS | NO REF |  |  |  | AVERAGE
PIER 4 | ZONE 151 | IRISH RECLAIM | DEAD AREA | IT | CCTV | 1 |  |  | NO REF |  |  |  | POOR
PIER 4 | ZONE 151 | IRISH RECLAIM | DEAD AREA | Electrical | EMRGY SIGN |  |  |  | NB-1F-NO 38-SC 38W |  |  |  | AVERAGE
PIER 4 | ZONE 151 | IRISH RECLAIM | DEAD AREA | Mechanical | BAGGAGE CAROSELL | 1 |  |  | AFC 819 |  |  |  | AVERAGE
PIER 4 | ZONE 151 | IRISH RECLAIM | DEAD AREA | Mechanical | BAGGAGE CAROSELL | 1 |  |  | AFC 917 |  |  |  | AVERAGE
PIER 4 | ZONE 151 | IRISH RECLAIM | DEAD AREA | IT | FIDS | 1 |  |  | 11134-SGN-SGS-PW-10112… |  |  |  | AVERAGE
PIER 4 | ZONE 151 | IRISH RECLAIM | DEAD AREA | IT | FIDS | 1 |  |  | 11134-SGN-SGS-PW10100.. |  |  |  | AVERAGE
PIER 4 | ZONE 151 | IRISH RECLAIM | DEAD AREA | Electrical | Static Signage | 2 |  | NO 8 | NO REF |  |  |  | AVERAGE
PIER 4 | ZONE 151 | IRISH RECLAIM | DEAD AREA | Electrical | Static Signage | 1 |  | TROLLLYS | NO REF |  |  |  | AVERAGE
PIER 4 | ZONE 151 | IRISH RECLAIM | DEAD AREA | Electrical | Static Signage | 1 |  | REPUBLIC OF IRELAND/ BAGGAGE RECLAIM. | NO REF |  |  |  | AVERAGE
PIER 4 | ZONE 151 | IRISH RECLAIM | DEAD AREA | Electrical | Static Signage | 2 |  | NO 9 | NO REF |  |  |  | AVERAGE
PIER 4 | ZONE 151 | IRISH RECLAIM | DEAD AREA | IT | FIDS | 1 |  |  | 11134-DNF-DSD 100085 |  |  |  | AVERAGE
PIER 4 | ZONE 151 | IRISH RECLAIM | DEAD AREA | IT | FIDS | 1 |  |  | 11134-DNF-DSD 100081 |  |  |  | AVERAGE
PIER 4 | ZONE 151 | IRISH RECLAIM | DEAD AREA | IT | FIDS | 1 |  |  | FIDS-T1-443-ARR-A-1 |  |  |  | AVERAGE
PIER 4 | ZONE 151 | IRISH RECLAIM | DEAD AREA | IT | FIDS | 1 |  |  | FIDS-T1-444-ARR-A-1 |  |  |  | AVERAGE
PIER 4 | ZONE 151 | IRISH RECLAIM | DEAD AREA | IT | FIDS | 1 |  |  | 11134-FIDS-DSD-10019 |  |  |  | AVERAGE
PIER 4 | ZONE 151 | IRISH RECLAIM | DEAD AREA | IT | FIDS | 1 |  |  | 11134-DNF-DSD-10018 |  |  |  | AVERAGE
PIER 4 | ZONE 151 | IRISH RECLAIM | DEAD AREA | IT | FIDS | 1 |  |  | 11134-DNF-DSD-10084 |  |  |  | AVERAGE
PIER 4 | ZONE 151 | IRISH RECLAIM | DEAD AREA | IT | FIDS | 1 |  |  | 11134-DNF-DSD-10086 |  |  |  | AVERAGE
PIER 4 | ZONE 151 | IRISH RECLAIM | DEAD AREA | Electrical | EMRGY SIGN | 2 |  |  | NO REF |  |  |  | AVERAGE
PIER 4 | ZONE 151 | IRISH RECLAIM | DEAD AREA | Electrical | Static Signage | 2 |  | FLIGHT CONNECTIONS | NO REF |  |  |  | AVERAGE
PIER 4 | ZONE 151 | IRISH RECLAIM | DEAD AREA | Electrical | Static Signage | 1 |  | EXIT / BAGGAGE ENQUIRES | NO REF |  |  |  | AVERAGE
PIER 4 | ZONE 151 | IRISH RECLAIM | DEAD AREA | Electrical | MAID NEW | 3 |  |  | NO REF |  |  |  | GOOD
PIER 4 | ZONE 151 | IRISH RECLAIM | DEAD AREA | Electrical | DIU | 3 |  |  | NO REF |  |  |  | GOOD
PIER 4 | ZONE 151 | IRISH RECLAIM | DEAD AREA | Fire | FIU | 1 |  |  | 1054-24 | GENT |  |  | AVERAGE
PIER 4 | ZONE 151 | IRISH RECLAIM | DEAD AREA | Electrical | EMRGY SIGN | 1 |  |  | NO 37-3L-3R |  |  |  | AVERAGE
PIER 4 | ZONE 151 | IRISH RECLAIM | DEAD AREA | IT | CCTV | 2 |  |  | NO REF | PANASONIC | WV-GP470 |  | AVERAGE
PIER 4 | ZONE 151 | IRISH RECLAIM | DEAD AREA | Fire | FIRE DOOR | 2 |  |  | T 1 -FDR 0171 / 172 |  |  |  | AVERAGE
PIER 4 | ZONE 151 | IRISH RECLAIM | DEAD AREA | Electrical | Static Signage | 1 |  | WELCOME TO HEATHROW.. | NO ASSET |  |  |  | AVERAGE
PIER 4 | ZONE 151 | IRISH RECLAIM | DEAD AREA | IT | CCTV | 1 |  |  | ID 438504 |  |  |  | AVERAGE
PIER 4 | ZONE 151 | IRISH RECLAIM | DEAD AREA | IT | WLAN | 1 |  |  | LHR1079T1-A1-AP00074 |  |  |  | GOOD
PIER 4 | ZONE 151 | IRISH RECLAIM | DEAD AREA | IT | CCTV | 1 |  |  | NO REF | BOSCH |  |  | AVERAGE
PIER 4 | ZONE 151 | IRISH RECLAIM | DEAD AREA | IT | CCTV | 1 |  |  | CCTV-ICD-10314 |  |  |  | AVERAGE
PIER 4 | ZONE 151 | IRISH RECLAIM | DEAD AREA | HVAC | HVAC UNIT | 2 |  |  | NO REF | DAKIN |  |  | AVERAGE
PIER 4 | ZONE 151 | IRISH RECLAIM | DEAD AREA | LEPC | ESC 27 | 1 |  |  | HAL 6116875 |  |  |  | AVERAGE
PIER 4 | ZONE 151 | IRISH RECLAIM | DEAD AREA | Electrical | NORMAL LIGHTING… | 102 |  |  | NO REF |  |  |  | AVERAGE
PIER 4 | ZONE 151 | IRISH RECLAIM | DEAD AREA | Electrical | ELT | 28 |  |  | NO REF |  |  |  | AVERAGE
PIER 4 | ZONE 151 | IRISH RECLAIM | DEAD AREA | Fire | SOUNDERS & BEACONS.. | 2 |  |  | NO REF |  |  |  | AVERAGE
PIER 4 | ZONE E 51 | GATE 2 ELECTRICAL CUPBOARD. | LIVE AREA | Electrical | DB | 1 |  |  | T 1 - DB 00115 |  |  |  | AVERAGE
PIER 4 | ZONE E 51 | GATE 2 ELECTRICAL CUPBOARD. | LIVE AREA | Electrical | DB | 1 |  |  | T 1 - DB 00116 |  |  |  | AVERAGE
PIER 4 | ZONE E 51 | GATE 2 ELECTRICAL CUPBOARD. | LIVE AREA | Fire | FIU | 1 |  |  | 1041-69 |  |  |  | AVERAGE
PIER 4 | ZONE E 51 | GATE 2 ELECTRICAL CUPBOARD. | LIVE AREA | Electrical | METER | 1 |  |  | ID 002341 |  |  |  | AVERAGE
PIER 4 | ZONE E 51 | GATE 2 ELECTRICAL CUPBOARD. | LIVE AREA | IT | COMMS CAB | 1 |  |  | NO REF | VODAFONE AMPLIFIER |  |  | AVERAGE
PIER 4 | ZONE E 51 | GATE 2 ELECTRICAL CUPBOARD. | LIVE AREA | Fire | FIRE PANEL | 1 |  |  | NO REF | GALAS DEVELOPMENTS |  |  | AVERAGE
PIER 4 | ZONE E 51 | GATE 2 ELECTRICAL CUPBOARD. | LIVE AREA | Fire | FIRE DOOR | 1 |  |  | NO REF |  |  |  | AVERAGE
PIER 4 | ZONE E 51 | GATE 2 ELECTRICAL CUPBOARD. | LIVE AREA | IT | TIME CLOCKS | 3 |  |  | NO REF | SANGAMO |  |  | AVERAGE
PIER 4 | ZONE E 55 | MENZIES | LIVE AREA | Electrical | DB | 1 |  |  | T 1 -DB 0179 |  |  |  | AVERAGE
PIER 4 | ZONE E 55 | MENZIES | LIVE AREA | Electrical | DB | 1 |  |  | T 1 -DB 0180 |  |  |  | AVERAGE
PIER 4 | ZONE E 55 | MENZIES | LIVE AREA | Electrical | DB | 1 |  |  | T 1 -DB 0181 |  |  |  | AVERAGE
PIER 4 | ZONE E 55 | MENZIES | LIVE AREA | Electrical | METER | 1 |  |  | ID 002474 |  |  |  | AVERAGE
PIER 4 | ZONE E 55 | MENZIES | LIVE AREA | Electrical | MECH/ CONTROL PANEL. | 1 |  |  | NO REF |  |  |  | AVERAGE
PIER 4 | ZONE E 55 | MENZIES | LIVE AREA | Electrical | MECH/ CONTROL PANEL. | 1 |  |  | DB 1 SMALL POWER |  |  |  | AVERAGE
PIER 4 | ZONE E 55 | MENZIES | LIVE AREA | Electrical | MECH/ CONTROL PANEL. | 1 |  |  | DB 2 LIGHTING |  |  |  | AVERAGE
PIER 4 | ZONE E 55 | MENZIES | LIVE AREA | Electrical | METER | 1 |  |  | NO REF | AUTO METERS |  | AY48845 | AVERAGE
PIER 4 | ZONE E 55 | MENZIES | LIVE AREA | Electrical | ISOLATOR | 1 |  |  | NO REF | EXEL 32A |  |  | AVERAGE
PIER 4 | ZONE E 55 | MENZIES | LIVE AREA | IT | BT COMMS | 1 |  |  | ID 1602 |  |  |  | POOR
PIER 4 | ZONE E 55 | MENZIES | LIVE AREA | Electrical | SWITCH PANEL | 1 |  |  | 37-14-DB-R1- R2- R4 |  |  |  | AVERAGE
PIER 4 | ZONE E 55 | MENZIES | LIVE AREA | Electrical | SWITCH PANEL | 1 |  |  | 37-14-DB-Y2-Y3-Y4 |  |  |  | AVERAGE
PIER 4 | ZONE E 55 | MENZIES | LIVE AREA | IT | COMMS | 1 |  |  | HAL DP 265 |  |  |  | AVERAGE
PIER 4 | ZONE E 55 | MENZIES | LIVE AREA | Fire | FIRE DOOR | 1 |  |  | T 1 -FDR 0706 |  |  |  | AVERAGE
PIER 4 | ZONE E 55 | MENZIES | LIVE AREA | Electrical | NORMAL LIGHTING…. | 1 |  |  | NO REF |  |  |  | AVERAGE
PIER 4 | ZONE E 55 | MENZIES | LIVE AREA | Electrical | ELT | 1 |  |  | NO REF |  |  |  | AVERAGE
PIER 4 | ZONE 59 | GATE 2 DEPATURE LOUNGE. | DEAD AREA | Electrical | NORMAL LIGHTING… | 190 | [6 empty] | POOR
PIER 4 | ZONE 59 | GATE 2 DEPATURE LOUNGE. | DEAD AREA | HAVAC | HVAC GRILLS | 29 | [6 empty] | AVERAGE
PIER 4 | ZONE 59 | GATE 2 DEPATURE LOUNGE. | DEAD AREA | IT | WLAN | 1 |  |  | LHR1105T1-A2-AP00269 |  |  |  | GOOD
PIER 4 | ZONE 59 | GATE 2 DEPATURE LOUNGE. | DEAD AREA | IT | CCTV | 3 |  |  | NO REF |  |  |  | AVERAGE
PIER 4 | ZONE 59 | GATE 2 DEPATURE LOUNGE. | DEAD AREA | Electrical | MAID NEW | 3 |  |  | NO REF |  |  |  | GOOD
PIER 4 | ZONE 59 | GATE 2 DEPATURE LOUNGE. | DEAD AREA | Fire | FIRE DOOR | 1 |  |  | T 1 - FDR 0084 |  |  |  | AVERAGE
PIER 4 | ZONE 59 | GATE 2 DEPATURE LOUNGE. | DEAD AREA | Electrical | DIU | 1 |  |  | 10493033 |  |  |  | GOOD
PIER 4 | ZONE 59 | GATE 2 DEPATURE LOUNGE. | DEAD AREA | Electrical | DIU | 2 |  |  | NO REF |  |  |  | GOOD
PIER 4 | ZONE 59 | GATE 2 DEPATURE LOUNGE. | DEAD AREA | Electrical | Static Signage | 1 |  | STAFF ONLY | NO REF |  |  |  | AVERAGE
PIER 4 | ZONE 59 | GATE 2 DEPATURE LOUNGE. | DEAD AREA | Fire | FIRE DOOR | 1 |  |  | T 1 - FDR 0086 |  |  |  | AVERAGE
PIER 4 | ZONE 59 | GATE 2 DEPATURE LOUNGE. | DEAD AREA | Fire | FIRE DOOR | 1 |  |  | T 1 - FDR 0087 |  |  |  | AVERAGE
PIER 4 | ZONE 59 | GATE 2 DEPATURE LOUNGE. | DEAD AREA | Electrical | EMGY SIGN | 1 |  |  | NO REF |  |  |  | AVERAGE
PIER 4 | ZONE 59 | GATE 2 DEPATURE LOUNGE. | DEAD AREA | Electrical | Static Signage | 1 |  | NO SMOKING | NO REF |  |  |  | AVERAGE
PIER 4 | ZONE 59 | GATE 2 DEPATURE LOUNGE. | DEAD AREA | IT | WLAN | 1 |  |  | LHR1105T1-A2-AP00271 |  |  |  | GOOD
PIER 4 | ZONE 59 | GATE 2 DEPATURE LOUNGE. | DEAD AREA | IT | WLAN | 1 |  |  | NO REF |  |  | AX0223689 | GOOD
PIER 4 | ZONE 59 | GATE 2 DEPATURE LOUNGE. | DEAD AREA | IT | CCCTV | 1 |  |  | NO REF | SDC 2000 |  |  | AVERAGE
PIER 4 | ZONE 59 | GATE 2 DEPATURE LOUNGE. | DEAD AREA | Mechanical | BAG DROP CONVEYOR. | 1 |  |  | LHR1G04R |  |  |  | AVERAGE
PIER 4 | ZONE 59 | GATE 2 DEPATURE LOUNGE. | DEAD AREA | Mechanical | BAG DROP CONVEYOR. | 1 |  |  | LHR1G04Q |  |  |  | AVERAGE
PIER 4 | ZONE 59 | GATE 2 DEPATURE LOUNGE. | DEAD AREA | Mechanical | BAG DROP CONVEYOR. | 1 |  |  | LHR1G04P |  |  |  | AVERAGE
PIER 4 | ZONE 59 | GATE 2 DEPATURE LOUNGE. | DEAD AREA | Mechanical | BAG DROP CONVEYOR. | 1 |  |  | LHR1G04N |  |  |  | AVERAGE
PIER 4 | ZONE 59 | GATE 2 DEPATURE LOUNGE. | DEAD AREA | IT | CCTV | 1 |  |  | NO REF | SONY |  |  | AVERAGE
PIER 4 | ZONE 59 | GATE 2 DEPATURE LOUNGE. | DEAD AREA | Fire | FIU | 1 |  |  | 1041 - 78 |  |  |  | AVERAGE
PIER 4 | ZONE 59 | GATE 2 DEPATURE LOUNGE. | DEAD AREA | Electrical | EMGY SIGN | 1 |  |  | P4-36-SC-8W |  |  |  | AVERAGE
PIER 4 | ZONE 59 | GATE 2 DEPATURE LOUNGE. | DEAD AREA | Fire | FIRE DOOR | 1 |  |  | T 1 - FDR 0135 |  |  |  | AVERAGE
PIER 4 | ZONE 59 | GATE 2 DEPATURE LOUNGE. | DEAD AREA | IT | ECAP | 1 |  |  | BAA-ECAP-Z135-A5 |  |  |  | AVERAGE
PIER 4 | ZONE 59 | GATE 2 DEPATURE LOUNGE. | DEAD AREA | Electrical | ELT | 12 |  |  | NO REF |  |  |  | POOR
PIER 4 | ZONE 59 | GATE 2 DEPATURE LOUNGE. | DEAD AREA | Fire | SOUNDERS & BEACONS. | 3 |  |  | NO REF |  |  |  | GOOD | [10 empty] | 2015-05-20
PIER 3 | ZONE M 400 | ROOF PLANT C 14 | LIVE AREA | Electrical | DB | 1 |  |  | T 1 - DB 0297 |  |  |  | POOR
PIER 3 | ZONE M 400 | ROOF PLANT C 14 | LIVE AREA | Electrical | DB | 1 |  |  | T 1 - DB 0296 |  |  |  | POOR
PIER 3 | ZONE M 400 | ROOF PLANT C 14 | LIVE AREA | Electrical | DB | 1 |  |  | T 1 - DB 0295 |  |  |  | POOR
PIER 3 | ZONE M 400 | ROOF PLANT C 14 | LIVE AREA | Electrical | DB | 1 |  |  | T 1 - DB 0294 |  |  |  | POOR
PIER 3 | ZONE M 400 | ROOF PLANT C 14 | LIVE AREA | Electrical | 110V TRANSFORMER | 1 |  |  | NO | ELECTRIC WINDINGS |  |  | POOR
PIER 3 | ZONE M 400 | ROOF PLANT C 14 | LIVE AREA | Electrical | METER | 1 |  |  | ID 004416 |  |  |  | POOR
PIER 3 | ZONE M 400 | ROOF PLANT C 14 | LIVE AREA | Electrical | ELECTRIC PANEL WALKWAY LIGHTING | 1 |  |  | ID 2A-B |  |  |  | POOR
PIER 3 | ZONE M 400 | ROOF PLANT C 14 | LIVE AREA | Electrical | TRACE HEATING SUPPLY PANEL | 2 |  |  | NO REF |  |  |  | POOR
PIER 3 | ZONE M 400 | ROOF PLANT C 14 | LIVE AREA | Mechanical | CHILLED WATER SUPPLY & RETURN. | 1 |  |  | NO REF |  |  |  | POOR
PIER 3 | ZONE M 400 | ROOF PLANT C 14 | LIVE AREA | Mechanical | SUPPLY MOTOR | 1 |  |  | 5145081-146 | HOLEC |  |  | POOR
PIER 3 | ZONE M 400 | ROOF PLANT C 14 | LIVE AREA | Mechanical | SUPPLY MOTOR | 1 |  |  | 5245081-068 | HOLEC |  |  | POOR
PIER 3 | ZONE M 400 | ROOF PLANT C 14 | LIVE AREA | Mechanical | SUPPLY PUMP | 2 |  |  | NO REF | LOWARA |  |  | GOOD
PIER 3 | ZONE M 400 | ROOF PLANT C 14 | LIVE AREA | Electrical | SUPPLY ISOLATOR | 1 |  |  | MV36-TX2-SW65 | MEM 200A |  |  | AVERAGE
PIER 3 | ZONE M 400 | ROOF PLANT C 14 | LIVE AREA | Electrical | SUPPLY ISOLATOR | 1 |  |  | MV36-TX1-SW27 | MEM 200A |  |  | AVERAGE
PIER 3 | ZONE M 400 | ROOF PLANT C 14 | LIVE AREA | Electrical | SUPPLY ISOLATOR | 1 |  |  | MV36-TX2-SW43 | MEM 100A |  |  | AVERAGE
PIER 3 | ZONE M 400 | ROOF PLANT C 14 | LIVE AREA | Electrical | MAINS DB SWITCH PANEL | 1 |  |  | T 1 - DB 0298 |  |  |  | POOR
PIER 3 | ZONE M 400 | ROOF PLANT C 14 | LIVE AREA | Fire | FIRE ALARM INTERFACE PANEL. | 1 |  |  | DB 2A-B 2R |  |  |  | AVERAGE
PIER 3 | ZONE M 400 | ROOF PLANT C 14 | LIVE AREA | Fire | FIU | 2 |  |  | NO REF | GENT | 34415 |  | AVERAGE
PIER 3 | ZONE M 400 | ROOF PLANT C 14 | LIVE AREA | IT | BAA COMMS PANEL | 1 |  |  | ID 1049 |  |  |  | AVERAGE
PIER 3 | ZONE M 400 | ROOF PLANT C 14 | LIVE AREA | IT | IT PANEL NODE 16 | 1 |  |  | CDC1 RTCO NCNO |  |  |  | AVERAGE
PIER 3 | ZONE M 400 | ROOF PLANT C 14 | LIVE AREA | Electrical | MAID PANEL | 1 |  |  | GATES 14 - 16 | WEIDMULLER KLIPPON PRUDUCTS. |  |  | AVERAGE
PIER 3 | ZONE M 400 | ROOF PLANT C 14 | LIVE AREA | Mechanical | CONTRA-FLEX CYLINDERS | 4 |  |  | NO REF | 500/ 1,5 L |  |  | GOOD
PIER 3 | ZONE M 400 | ROOF PLANT C 14 | LIVE AREA | HVAC | HVAC HANDLING UNIT | 1 |  |  | AC25 | TMS |  |  | POOR
PIER 3 | ZONE M 400 | ROOF PLANT C 14 | LIVE AREA | IT | BMS PANEL | 1 |  |  | NO REF | SATCHWELL |  |  | AVERAGE
PIER 3 | ZONE M 400 | ROOF PLANT C 14 | LIVE AREA | Electrical | EMGY SIGN | 2 |  |  | NO REF |  |  |  | POOR
PIER 3 | ZONE M 400 | ROOF PLANT C 14 | LIVE AREA | Fire | FIRE DOOR | 1 |  |  | FDP3R-4 |  |  |  | POOR
PIER 3 | ZONE M 400 | ROOF PLANT C 14 | LIVE AREA | Electrical | SMOKE EXTRACT PANEL | 1 |  |  | E25A |  |  |  | POOR
PIER 3 | ZONE M 400 | ROOF PLANT C 14 | LIVE AREA | Electrical | SMOKE EXTRACT PANEL | 1 |  |  | E25B |  |  |  | POOR
PIER 3 | ZONE M 400 | ROOF PLANT C 14 | LIVE AREA | HVAC | HVAC HANDLING UNIT | 1 |  | AHU 1 | V25 / V25 E / V25 S |  |  |  | POOR
PIER 3 | ZONE M 400 | ROOF PLANT C 14 | LIVE AREA | Electrical | NORMAL LIGHTING….. | 12 |  |  | NO REF |  |  |  | POOR
PIER 3 | ZONE M 400 | ROOF PLANT C 14 | LIVE AREA | Electrical | MAINS DB SWITCH PANEL | 1 |  |  | T 1 - DB 0299 |  |  |  | POOR
PIER 3 | ZONE M 400 | ROOF PLANT C 14 | LIVE AREA | IT | BT COMMS | 1 |  |  | GXUK 205575 |  |  |  | POOR
PIER 3 | ZONE M 400 | ROOF PLANT C 14 | LIVE AREA | Electrical | METER | 1 |  |  | ID 004417 | SCHLUMBERGER |  |  | POOR
PIER 3 | ZONE M 400 | ROOF PLANT C 14 | LIVE AREA | HVAC | HVAC HANDLING UNIT | 1 |  | AHU 2 | 4130 N26237 |  |  |  | POOR
PIER 3 | ZONE M 400 | ROOF PLANT C 14 | LIVE AREA | Fire | FIRE DOOR |  |  |  | FDL01756 |  |  |  | POOR
PIER 3 | ZONE M 400 | ROOF PLANT C 14 | LIVE AREA | Fire | SOUNDERS & BEACONS.. | 1 |  |  | NO REF |  |  |  | AVERAGE
PIER 4 | ZONE M 50 | GATE 5 LIFT PLANT ROOM. | LIVE AREA | Electrical | DB | 1 |  |  | T 1 - DB 0300 |  |  |  | POOR
PIER 4 | ZONE M 50 | GATE 5 LIFT PLANT ROOM. | LIVE AREA | Electrical | ISOLATOR | 1 |  |  | DB - 37 -3Z-H |  |  |  | AVERAGE
PIER 4 | ZONE M 50 | GATE 5 LIFT PLANT ROOM. | LIVE AREA | Mechanical | PUMP | 1 |  |  | HYDRAULIC 3010 |  |  |  | AVERAGE
PIER 4 | ZONE M 50 | GATE 5 LIFT PLANT ROOM. | LIVE AREA | Electrical | CONTROL PANEL | 1 |  |  | RES26 | KONE |  | 102419031 | AVERAGE
PIER 4 | ZONE M 50 | GATE 5 LIFT PLANT ROOM. | LIVE AREA | Electrical | OPTIO PANEL | 1 |  |  | IDKM885874G12 |  |  |  | AVERAGE
PIER 4 | ZONE M 50 | GATE 5 LIFT PLANT ROOM. | LIVE AREA | Electrical | PANEL | 1 |  |  | UPS100 |  |  | 71101 | AVERAGE
PIER 4 | ZONE M 50 | GATE 5 LIFT PLANT ROOM. | LIVE AREA | IT | PANEL | 1 |  |  | GE 200 |  |  |  | AVERAGE
PIER 4 | ZONE M 50 | GATE 5 LIFT PLANT ROOM. | LIVE AREA | Electrical | PANEL- ELEVATOR MONITOR | 1 |  |  | 6116314 |  |  |  | AVERAGE
PIER 4 | ZONE M 50 | GATE 5 LIFT PLANT ROOM. | LIVE AREA | IT | TELEPHONE CONTROL UNIT | 1 |  |  | 6116314 |  |  |  | AVERAGE
PIER 4 | ZONE M 50 | GATE 5 LIFT PLANT ROOM. | LIVE AREA | Fire | FIU | 1 |  |  | 1082-36 | GENT | 34415 |  | AVERAGE
PIER 4 | ZONE M 50 | GATE 5 LIFT PLANT ROOM. | LIVE AREA | Fire | FIU | 1 |  |  | 1082-37 | GENT | 34415 |  | AVERAGE
PIER 4 | ZONE M 50 | GATE 5 LIFT PLANT ROOM. | LIVE AREA | Fire | FIU | 1 |  |  | 1082-33 | GENT | 34415 |  | AVERAGE
PIER 4 | ZONE M 50 | GATE 5 LIFT PLANT ROOM. | LIVE AREA | HVAC | HVAC UNIT | 1 |  |  | NO ASSET | IMI |  |  | AVERAGE
PIER 4 | ZONE M 50 | GATE 5 LIFT PLANT ROOM. | LIVE AREA | Electrical | NORMAL LIGHTING….. | 1 |  |  | NO ASSET |  |  |  | AVERAGE
PIER 4 | ZONE M 50 | GATE 5 LIFT PLANT ROOM. | LIVE AREA | Electrical | ELT | 1 |  |  | NO ASSET |  |  |  | AVERAGE
PIER 4 | ZONE M 51 | GATE 5 MEZZ LEVEL PLANTROOM.. | LIVE AREA | Electrical | BMS SENSOR | 2 |  |  | AHU-4 DP4 / AHU-3 DP3 |  |  |  | AVERAGE
PIER 4 | ZONE M 51 | GATE 5 MEZZ LEVEL PLANTROOM.. | LIVE AREA | Electrical | BMS SENSOR | 1 |  |  | AHU 3 -2 |  |  |  | AVERAGE
PIER 4 | ZONE M 51 | GATE 5 MEZZ LEVEL PLANTROOM.. | LIVE AREA | Electrical | BMS SENSOR | 2 |  |  | AHU 3 -CV3 / CV2 | SATCHWELL |  |  | AVERAGE
PIER 4 | ZONE M 51 | GATE 5 MEZZ LEVEL PLANTROOM.. | LIVE AREA | Fire | FIRE DOOR | 1 |  |  | T 1 -FDR 0153 |  |  |  | AVERAGE
PIER 4 | ZONE M 51 | GATE 5 MEZZ LEVEL PLANTROOM.. | LIVE AREA | IT | PANEL CELL ENHANCER.. | 1 |  |  | ID 55-224401 |  |  |  | AVERAGE
PIER 4 | ZONE M 51 | GATE 5 MEZZ LEVEL PLANTROOM.. | LIVE AREA | Electrical | DB | 1 |  |  | T 1 -DB 0157 |  |  |  | AVERAGE
PIER 4 | ZONE M 51 | GATE 5 MEZZ LEVEL PLANTROOM.. | LIVE AREA | Electrical | DB | 1 |  |  | T 1 - DB 0158 |  |  |  | AVERAGE
PIER 4 | ZONE M 51 | GATE 5 MEZZ LEVEL PLANTROOM.. | LIVE AREA | IT | PANEL CELL ENHANCER.. | 1 |  |  | ID 55-050601 |  |  |  | AVERAGE
PIER 4 | ZONE M 51 | GATE 5 MEZZ LEVEL PLANTROOM.. | LIVE AREA | Electrical | LIGHTINGING PANEL | 1 |  |  | DB-37-3 ZB |  |  |  | AVERAGE
PIER 4 | ZONE M 51 | GATE 5 MEZZ LEVEL PLANTROOM.. | LIVE AREA | Electrical | LIGHTINGING PANEL | 1 |  |  | DB-37-4 ZB |  |  |  | AVERAGE
PIER 4 | ZONE M 51 | GATE 5 MEZZ LEVEL PLANTROOM.. | LIVE AREA | Electrical | ELECTRICAL MONITOR PANEL | 1 |  |  | 37-4Z-B /37-32-B |  |  |  | AVERAGE
PIER 4 | ZONE M 51 | GATE 5 MEZZ LEVEL PLANTROOM.. | LIVE AREA | Electrical | DB | 1 |  |  | T 1 - DB 0156 |  |  |  | AVERAGE
PIER 4 | ZONE M 51 | GATE 5 MEZZ LEVEL PLANTROOM.. | LIVE AREA | Mechanical | WATER TANK 18 | 1 |  |  | ID 7694270 |  |  |  | AVERAGE
PIER 4 | ZONE M 51 | GATE 5 MEZZ LEVEL PLANTROOM.. | LIVE AREA | HVAC | HVAC HANDLING UNIT | 1 |  |  | 65-AHU3 |  |  |  | AVERAGE
PIER 4 | ZONE M 51 | GATE 5 MEZZ LEVEL PLANTROOM.. | LIVE AREA | Mechanical | WATER TANK 28 | 1 |  |  | ID 7694320 |  |  |  | AVERAGE
PIER 4 | ZONE M 51 | GATE 5 MEZZ LEVEL PLANTROOM.. | LIVE AREA | Electrical | ELECTRICAL PANEL | 1 |  |  | MCP3 -AHU 3 / 37-4Z-B7-RYB. |  |  |  | AVERAGE
PIER 4 | ZONE M 51 | GATE 5 MEZZ LEVEL PLANTROOM.. | LIVE AREA | Electrical | SWITCH PANEL | 1 |  |  | FAN-F18 SMOKING EXTRACT |  | SC310 |  | POOR
PIER 4 | ZONE M 51 | GATE 5 MEZZ LEVEL PLANTROOM.. | LIVE AREA | Fire | FIU | 1 |  |  | 1124-52 | GENT | 34415 |  | AVERAGE
PIER 4 | ZONE M 51 | GATE 5 MEZZ LEVEL PLANTROOM.. | LIVE AREA | IT | COMMS CAB | 1 |  |  | BAA 1045A |  |  |  | AVERAGE
PIER 4 | ZONE M 51 | GATE 5 MEZZ LEVEL PLANTROOM.. | LIVE AREA | Mechanical | VALVES | 8 |  |  | NO REF |  |  |  | AVERAGE
PIER 4 | ZONE M 51 | GATE 5 MEZZ LEVEL PLANTROOM.. | LIVE AREA | Electrical | ELT | 2 |  |  | NO REF |  |  |  | POOR
PIER 4 | ZONE M 51 | GATE 5 MEZZ LEVEL PLANTROOM.. | LIVE AREA | Electrical | NORMAL LIGHTING | 3 |  |  | NO REF |  |  |  | POOR
PIER 3 | ZONE M401 | ROOF PLANTROOM C 16 / 18 | LIVE AREA | Electrical | MV SWITCH PANEL/ DB | 1 |  |  | T 1 - DB 0288 |  |  |  | POOR
PIER 3 | ZONE M401 | ROOF PLANTROOM C 16 / 18 | LIVE AREA | Electrical | FIRE ALARM INTERFACE ELECTRIC PANEL | 1 |  |  | C16 / C18 |  |  |  | GOOD
PIER 3 | ZONE M401 | ROOF PLANTROOM C 16 / 18 | LIVE AREA | Electrical | 110 TRANSFORMER | 1 |  |  | NO REF | ELECTRIC WINDINGS |  |  | POOR
PIER 3 | ZONE M401 | ROOF PLANTROOM C 16 / 18 | LIVE AREA | Fire | FIRE DOOR | 1 |  |  | FDP3R-7 |  |  |  | POOR
PIER 3 | ZONE M401 | ROOF PLANTROOM C 16 / 18 | LIVE AREA | IT | BMS PANEL | 2 |  |  | NO REF | SATCHWELL |  |  | AVERAGE
PIER 3 | ZONE M401 | ROOF PLANTROOM C 16 / 18 | LIVE AREA | Electrical | DB | 1 |  |  | T 1 - DB 0289 |  |  |  | POOR
PIER 3 | ZONE M401 | ROOF PLANTROOM C 16 / 18 | LIVE AREA | Electrical | DB | 1 |  |  | T 1 - DB 0290 |  |  |  | POOR
PIER 3 | ZONE M401 | ROOF PLANTROOM C 16 / 18 | LIVE AREA | Electrical | DB | 1 |  |  | T 1 -DB 0291 |  |  |  | POOR
PIER 3 | ZONE M401 | ROOF PLANTROOM C 16 / 18 | LIVE AREA | Electrical | DB | 1 |  |  | T 1 - DB 0292 |  |  |  | POOR
PIER 3 | ZONE M401 | ROOF PLANTROOM C 16 / 18 | LIVE AREA | Electrical | DB | 1 |  |  | T 1 - DB 0293 |  |  |  | POOR
PIER 3 | ZONE M401 | ROOF PLANTROOM C 16 / 18 | LIVE AREA | Electrical | ISOLATOR SWITCH | 6 |  |  | NO REF | OTTERMILL 63A |  |  | POOR
PIER 3 | ZONE M401 | ROOF PLANTROOM C 16 / 18 | LIVE AREA | IT | BT COMMS | 1 |  |  | DP 3527 TO CAB 16 |  |  |  | AVERAGE
PIER 3 | ZONE M401 | ROOF PLANTROOM C 16 / 18 | LIVE AREA | IT | BT COMMS | 1 |  |  | ANUK 423769 |  |  |  | AVERAGE
PIER 3 | ZONE M401 | ROOF PLANTROOM C 16 / 18 | LIVE AREA | Electrical | AIR TRAFFIC CONTROL MDS PANEL | 1 |  |  | RU14 | SABB |  |  | GOOD
PIER 3 | ZONE M401 | ROOF PLANTROOM C 16 / 18 | LIVE AREA | Electrical | COMPACT CAB COOLER | 1 |  |  | NO REF | NOREN | NP 0721A -48V WL | 20537 UF | GOOD
PIER 3 | ZONE M401 | ROOF PLANTROOM C 16 / 18 | LIVE AREA | Electrical | REMOTE CONTROL PANEL | 1 |  | GATE 16-18 SUPPLY | NO REF | ALLDALES DRIVE SYSTEMS | GEMINI 2 |  | GOOD
PIER 3 | ZONE M401 | ROOF PLANTROOM C 16 / 18 | LIVE AREA | Electrical | REMOTE CONTROL PANEL | 1 |  | GATE 16-18 EXTRACT FAN | NO REF | ALLDALES DRIVE SYSTEMS | GEMINI 2 |  | GOOD
PIER 3 | ZONE M401 | ROOF PLANTROOM C 16 / 18 | LIVE AREA | HVAC | HVAC HANDLING UNIT | 1 |  | AHU 3 | 4130 N26238 | METAIR LTD | V 06727-3 |  | POOR
PIER 3 | ZONE M401 | ROOF PLANTROOM C 16 / 18 | LIVE AREA | HVAC | HVAC HANDLING UNIT | 1 |  | AHU 4 | 4130 N26239 | METAIR LTD | V 06727-4 |  | POOR
PIER 3 | ZONE M401 | ROOF PLANTROOM C 16 / 18 | LIVE AREA | Mechanical | PRESSURE PUMP | 1 |  |  | NO REF | ARMSTRONG PUMPS LTD |  |  | POOR
PIER 3 | ZONE M401 | ROOF PLANTROOM C 16 / 18 | LIVE AREA | Fire | FIRE DOOR | 1 |  |  | FDP3R-6 |  |  |  | POOR
PIER 3 | ZONE M401 | ROOF PLANTROOM C 16 / 18 | LIVE AREA | Fire | SOUNDERS & BEACONS | 2 |  |  | NO REF | GENT |  |  | AVERAGE
PIER 3 | ZONE M401 | ROOF PLANTROOM C 16 / 18 | LIVE AREA | Electrical | EMGY SIGN | 2 |  |  | NO REF | SUPA LUX | ROHS IP40 |  | AVERAGE
PIER 3 | ZONE M401 | ROOF PLANTROOM C 16 / 18 | LIVE AREA | Electrical | NORMAL LIGHTING | 6 |  |  | NO REF |  |  |  | POOR
PIER 3 | ZONE M401 | ROOF PLANTROOM C 16 / 18 | LIVE AREA | Electrical | ELT | 2 |  |  | NO REF |  |  |  | POOR
PIER 3 | ZONE M401 | ROOF PLANTROOM C 16 / 18 | LIVE AREA | Electrical | ELECTRICAL POWER PANEL | 1 |  | ALHA TECH |  | NOVAS XT2000
PIER 3 | ZONE M 402 | ROOF PLANTROOM C 20 | LIVE AREA | IT | COMMS CAB | 1 |  |  | BAA 1122 CP28 RACK 1 |  |  |  | AVERAGE
PIER 3 | ZONE M 402 | ROOF PLANTROOM C 20 | LIVE AREA | Electrical | 110 TRANSFORMER | 1 |  |  | NO REF | ELECTRICAL WINDINGS |  |  | POOR
PIER 3 | ZONE M 402 | ROOF PLANTROOM C 20 | LIVE AREA | Electrical | ELECTRICAL COOLER | 1 |  |  | NO REF | RITTAL | SK 3384500 |  | AVERAGE
PIER 3 | ZONE M 402 | ROOF PLANTROOM C 20 | LIVE AREA | IT | COMMS CAB | 1 |  |  | BAA 1048 |  |  |  | AVERAGE
PIER 3 | ZONE M 402 | ROOF PLANTROOM C 20 | LIVE AREA | Electrical | ELECTRICAL PANEL | 1 |  |  | CPU NO7 AHU NOS 5&6 | HONEYWELL |  |  | POOR
PIER 3 | ZONE M 402 | ROOF PLANTROOM C 20 | LIVE AREA | IT | CCTV CONTROL PANEL | 1 |  |  | NO REF | TELTOUCHSTONE ELECTRONICS |  |  | AVERAGE
PIER 3 | ZONE M 402 | ROOF PLANTROOM C 20 | LIVE AREA | Electrical | EMGY SIGN | 2 |  |  | NO REF | SUPA LUX | ROHS IP40 |  | AVERAGE
PIER 3 | ZONE M 402 | ROOF PLANTROOM C 20 | LIVE AREA | Fire | FIRE DOOR | 1 |  |  | FDP3R-10 |  |  |  | POOR
PIER 3 | ZONE M 402 | ROOF PLANTROOM C 20 | LIVE AREA | Fire | FIRE ALARM JUCTION BOX | 1 |  |  | FA-02-04 |  |  |  | AVERAGE
PIER 3 | ZONE M 402 | ROOF PLANTROOM C 20 | LIVE AREA | Mechanical | PRESSURE PUMPS | 1 |  |  | NO REF | ARMSTRONG PUMPS LTD |  |  | AVERAGE
PIER 3 | ZONE M 402 | ROOF PLANTROOM C 20 | LIVE AREA | Mechanical | PUMPS | 2 |  |  | P3-WP 1 / P3-WP2 | THAMES VALLEY PUMPS |  |  | AVERAGE
PIER 3 | ZONE M 402 | ROOF PLANTROOM C 20 | LIVE AREA | Electrical | DB | 1 |  |  | T 1 - DB 0287 | E.T.N MEM |  |  | AVERAGE
PIER 3 | ZONE M 402 | ROOF PLANTROOM C 20 | LIVE AREA | Electrical | DB | 1 |  |  | T 1 -DB O284 |  |  |  | POOR
PIER 3 | ZONE M 402 | ROOF PLANTROOM C 20 | LIVE AREA | Electrical | DB | 1 |  |  | T 1 - DB 0285 |  |  |  | POOR
PIER 3 | ZONE M 402 | ROOF PLANTROOM C 20 | LIVE AREA | Electrical | DB | 1 |  |  | T 1 - DB 0286 |  |  |  | POOR
PIER 3 | ZONE M 402 | ROOF PLANTROOM C 20 | LIVE AREA | Electrical | ISOLATOR SWITCH | 3 |  |  | NO REF | OTTERMILL 63A |  |  | POOR
PIER 3 | ZONE M 402 | ROOF PLANTROOM C 20 | LIVE AREA | Electrical | ISOLATOR SWITCH | 1 |  |  | NO REF | MEM EXEL 100A |  |  | AVERAGE
PIER 3 | ZONE M 402 | ROOF PLANTROOM C 20 | LIVE AREA | HVAC | HVAC HANDLING UNIT | 1 |  | AHU 6 | 4130 N26241 | METAIR LTD |  |  | POOR
PIER 3 | ZONE M 402 | ROOF PLANTROOM C 20 | LIVE AREA | HVAC | HVAC HANDLING UNIT | 1 |  | AHU 5 | 4130 N26240 | METAIR LTD |  |  | POOR
PIER 3 | ZONE M 402 | ROOF PLANTROOM C 20 | LIVE AREA | Electrical | MV STWITCH PANEL DB | 1 |  |  | T 1 - DB 0283 |  |  |  | POOR
PIER 3 | ZONE M 402 | ROOF PLANTROOM C 20 | LIVE AREA | Electrical | FIRE ALARM INTERFACE ELECTRICAL PANEL | 1 |  |  | GATE C20 |  |  |  | AVERAGE
PIER 3 | ZONE M 402 | ROOF PLANTROOM C 20 | LIVE AREA | Fire | FIU | 2 |  |  | NO REF | GENT | 34415 |  | GOOD
PIER 3 | ZONE M 402 | ROOF PLANTROOM C 20 | LIVE AREA | IT | NETWORK NODE PANEL | 1 |  |  | CDC1 RTC0 NCN1 |  |  |  | AVERAGE
PIER 3 | ZONE M 402 | ROOF PLANTROOM C 20 | LIVE AREA | IT | NETWORK NODE PANEL | 1 |  |  | CDC1 RTC0 NCN2 |  |  |  | AVERAGE
PIER 3 | ZONE M 402 | ROOF PLANTROOM C 20 | LIVE AREA | IT | NETWORK NODE PANEL | 1 |  |  | CDC1 RTC0NCN3 |  |  |  | AVERAGE
PIER 3 | ZONE M 402 | ROOF PLANTROOM C 20 | LIVE AREA | Electrical | MAID ELECTRICAL PANEL | 1 |  |  | GATES 15,17,18,19 | WEIDMULLER |  |  | AVERAGE
PIER 3 | ZONE M 402 | ROOF PLANTROOM C 20 | LIVE AREA | Electrical | MAID ELECTRICAL PANEL | 1 |  |  | GATES 20,22.24 | WEIDMULLER |  |  | AVERAGE
PIER 3 | ZONE M 402 | ROOF PLANTROOM C 20 | LIVE AREA | Electrical | MAID ELECTRICAL PANEL | 1 |  |  | GATES 21,23 | WEIDMULLER |  |  | AVERAGE
PIER 3 | ZONE M 402 | ROOF PLANTROOM C 20 | LIVE AREA | Electrical | EMGY SIGN | 1 |  |  | NO REF | POSELCO LIGHTING | POS3881 /S3 |  | AVERAGE
PIER 3 | ZONE M 402 | ROOF PLANTROOM C 20 | LIVE AREA | Electrical | NORMAL LIGHTING | 6 |  |  | NO REF |  |  |  | POOR
PIER 3 | ZONE M 402 | ROOF PLANTROOM C 20 | LIVE AREA | Electrical | ELT | 2 |  |  | NO REF |  |  |  | POOR
PIER 3 | ZONE M 402 | ROOF PLANTROOM C 20 | LIVE AREA | Fire | FORE DOOR | 1 |  |  | FDP3R-11 |  |  |  | POOR
PIER 4 | ZONE E 54 | GATE 5 ELECTRICAL PLANTROOM | LIVE AREA | Electrical | DB | 1 |  |  | T 1 - DB 0136 |  |  |  | POOR
PIER 4 | ZONE E 54 | GATE 5 ELECTRICAL PLANTROOM | LIVE AREA | Electrical | DB | 1 |  |  | T 1 - DB 0137 |  |  |  | POOR
PIER 4 | ZONE E 54 | GATE 5 ELECTRICAL PLANTROOM | LIVE AREA | Electrical | DB | 1 |  |  | T 1 - DB 0138 |  |  |  | POOR
PIER 4 | ZONE E 54 | GATE 5 ELECTRICAL PLANTROOM | LIVE AREA | Electrical | DB | 1 |  |  | T 1 -DB 0139 |  |  |  | POOR
PIER 4 | ZONE E 54 | GATE 5 ELECTRICAL PLANTROOM | LIVE AREA | Electrical | DB | 1 |  |  | T 1 - DB 0140 |  |  |  | POOR
PIER 4 | ZONE E 54 | GATE 5 ELECTRICAL PLANTROOM | LIVE AREA | Electrical | DB | 1 |  |  | T 1 - DB 0141 |  |  |  | POOR
PIER 4 | ZONE E 54 | GATE 5 ELECTRICAL PLANTROOM | LIVE AREA | Electrical | DB | 1 |  |  | T 1 - DB 0142 |  |  |  | POOR
PIER 4 | ZONE E 54 | GATE 5 ELECTRICAL PLANTROOM | LIVE AREA | Electrical | DB | 1 |  |  | T 1 - DB 0143 |  |  |  | POOR
PIER 4 | ZONE E 54 | GATE 5 ELECTRICAL PLANTROOM | LIVE AREA | Electrical | DB | 1 |  |  | T 1 - DB 0144 |  |  |  | POOR
PIER 4 | ZONE E 54 | GATE 5 ELECTRICAL PLANTROOM | LIVE AREA | Electrical | DB | 1 |  |  | T 1 - DB 0145 |  |  |  | POOR
PIER 4 | ZONE E 54 | GATE 5 ELECTRICAL PLANTROOM | LIVE AREA | Electrical | DB | 1 |  |  | T 1 -DB 0146 |  |  |  | POOR
PIER 4 | ZONE E 54 | GATE 5 ELECTRICAL PLANTROOM | LIVE AREA | Electrical | DB | 1 |  |  | T 1 - DB 0147 |  |  |  | POOR
PIER 4 | ZONE E 54 | GATE 5 ELECTRICAL PLANTROOM | LIVE AREA | Electrical | DB | 1 |  |  | T 1 - DB 0148 |  |  |  | POOR
PIER 4 | ZONE E 54 | GATE 5 ELECTRICAL PLANTROOM | LIVE AREA | Electrical | DB | 1 |  |  | T 1 - DB 0149 |  |  |  | POOR
PIER 4 | ZONE E 54 | GATE 5 ELECTRICAL PLANTROOM | LIVE AREA | Electrical | DB | 1 |  |  | T 1 - DB 0150 |  |  |  | POOR
PIER 4 | ZONE E 54 | GATE 5 ELECTRICAL PLANTROOM | LIVE AREA | Electrical | DB | 1 |  |  | T 1 - DB 0151 |  |  |  | POOR
PIER 4 | ZONE E 54 | GATE 5 ELECTRICAL PLANTROOM | LIVE AREA | Electrical | DB | 1 |  |  | T 1 - DB 0152 |  |  |  | POOR
PIER 4 | ZONE E 54 | GATE 5 ELECTRICAL PLANTROOM | LIVE AREA | Electrical | DB | 1 |  |  | T 1 - DB 0153 |  |  |  | POOR
PIER 4 | ZONE E 54 | GATE 5 ELECTRICAL PLANTROOM | LIVE AREA | Electrical | DB | 1 |  |  | T 1 - DB 0154 |  |  |  | POOR
PIER 4 | ZONE E 54 | GATE 5 ELECTRICAL PLANTROOM | LIVE AREA | Electrical | ISOLATOR | 1 |  |  | 1-B-K |  |  |  | POOR
PIER 4 | ZONE E 54 | GATE 5 ELECTRICAL PLANTROOM | LIVE AREA | Electrical | ISOLATOR | 1 |  |  | 2-B-K |  |  |  | POOR
PIER 4 | ZONE E 54 | GATE 5 ELECTRICAL PLANTROOM | LIVE AREA | Electrical | ISOLATOR | 1 |  |  | 2-B-L |  |  |  | POOR
PIER 4 | ZONE E 54 | GATE 5 ELECTRICAL PLANTROOM | LIVE AREA | Electrical | ISOLATOR | 1 |  |  | 1-B-A |  |  |  | POOR
PIER 4 | ZONE E 54 | GATE 5 ELECTRICAL PLANTROOM | LIVE AREA | Electrical | ISOLATOR | 1 |  |  | 2-B-A |  |  |  | POOR
PIER 4 | ZONE E 54 | GATE 5 ELECTRICAL PLANTROOM | LIVE AREA | Electrical | ISOLATOR | 1 |  |  | 2-B-D |  |  |  | POOR
PIER 4 | ZONE E 54 | GATE 5 ELECTRICAL PLANTROOM | LIVE AREA | Electrical | DIMMER CONTROL PANEL | 1 |  |  | NO REF |  |  | E25842-7 | AVERAGE
PIER 4 | ZONE E 54 | GATE 5 ELECTRICAL PLANTROOM | LIVE AREA | Electrical | PANEL BONAR BRAY. | 1 |  |  | NO REF |  |  | E25842-6 | AVERAGE
PIER 4 | ZONE E 54 | GATE 5 ELECTRICAL PLANTROOM | LIVE AREA | Electrical | PANEL BONAR BRAY. | 1 |  |  | NO REF |  |  | E25842-5 | AVERAGE
PIER 4 | ZONE E 54 | GATE 5 ELECTRICAL PLANTROOM | LIVE AREA | Electrical | PANEL BONAR BRAY. | 1 |  |  | NO REF |  |  | E25842-4 | AVERAGE
PIER 4 | ZONE E 54 | GATE 5 ELECTRICAL PLANTROOM | LIVE AREA | Electrical | PANEL BONAR BRAY. | 1 |  |  | NO REF |  |  | E25842-2 | AVERAGE
PIER 4 | ZONE E 54 | GATE 5 ELECTRICAL PLANTROOM | LIVE AREA | Electrical | PANEL BONAR BRAY. | 1 |  |  | NO REF |  |  | E25842-1 | AVERAGE
PIER 4 | ZONE E 54 | GATE 5 ELECTRICAL PLANTROOM | LIVE AREA | Electrical | PANEL BONAR BRAY. | 1 |  |  | NO REF |  |  | E25842-12 | AVERAGE
PIER 4 | ZONE E 54 | GATE 5 ELECTRICAL PLANTROOM | LIVE AREA | Electrical | PANEL BONAR BRAY. | 1 |  |  | NO REF |  |  | E25842-11 | AVERAGE
PIER 4 | ZONE E 54 | GATE 5 ELECTRICAL PLANTROOM | LIVE AREA | Electrical | PANEL BONAR BRAY. | 1 |  |  | NO REF |  |  | E25842-10 | AVERAGE
PIER 4 | ZONE E 54 | GATE 5 ELECTRICAL PLANTROOM | LIVE AREA | Electrical | ISOLATOR | 1 |  |  | 2B-A-A |  |  |  | POOR
PIER 4 | ZONE E 54 | GATE 5 ELECTRICAL PLANTROOM | LIVE AREA | Electrical | ISOLATOR | 1 |  |  | 1B-A-A |  |  |  | POOR
PIER 4 | ZONE E 54 | GATE 5 ELECTRICAL PLANTROOM | LIVE AREA | Fire | FIU | 1 |  |  | 1071-11 | GENT |  |  | AVERAGE
PIER 4 | ZONE E 54 | GATE 5 ELECTRICAL PLANTROOM | LIVE AREA | Electrical | ELT | 1 |  |  | DB 2B-A |  |  |  | AVERAGE
PIER 4 | ZONE E 54 | GATE 5 ELECTRICAL PLANTROOM | LIVE AREA | Electrical | ELT | 1 |  |  | DB 1B-A |  |  |  | AVERAGE
PIER 4 | ZONE E 54 | GATE 5 ELECTRICAL PLANTROOM | LIVE AREA | Electrical | ELT | 1 |  |  | DB 1-B-K |  |  |  | AVERAGE
PIER 4 | ZONE E 54 | GATE 5 ELECTRICAL PLANTROOM | LIVE AREA | Electrical | ELT | 1 |  |  | DB -2-BK |  |  |  | AVERAGE
PIER 4 | ZONE E 54 | GATE 5 ELECTRICAL PLANTROOM | LIVE AREA | Electrical | 2 WAY SUB CIR- ELECTRICAL MONITOR | 1 |  |  | 37-4Z-A |  |  |  | AVERAGE
PIER 4 | ZONE E 54 | GATE 5 ELECTRICAL PLANTROOM | LIVE AREA | Electrical | 4 WAY SUB CIR- ELECTRICAL MONITOR | 1 |  |  | 37-3Z-A |  |  |  | AVERAGE
PIER 4 | ZONE E 54 | GATE 5 ELECTRICAL PLANTROOM | LIVE AREA | Electrical | 4 WAY SUB CIR- ELECTRICAL MONITOR | 1 |  |  | 37-4Z-A |  |  |  | AVERAGE
PIER 4 | ZONE E 54 | GATE 5 ELECTRICAL PLANTROOM | LIVE AREA | Electrical | ISOLATOR | 1 |  |  | EA-A |  |  |  | AVERAGE
PIER 4 | ZONE E 54 | GATE 5 ELECTRICAL PLANTROOM | LIVE AREA | Electrical | NORMAL LIGHTING | 1 |  |  | NO REF |  |  |  | AVERAGE
PIER 4 | ZONE E 54 | GATE 5 ELECTRICAL PLANTROOM | LIVE AREA | Electrical | ELT | 1 |  |  | NO REF |  |  |  | AVERAGE
PIER 4 | ZONE E 54 | GATE 5 ELECTRICAL PLANTROOM | LIVE AREA | Electrical | 110 TRANSFORMER | 1 |  |  | NO REF |  |  |  | AVERAGE
PIER 4 | ZONE 66 | GATE 5 ARRIVALS ROUTE. | LIVE AREA | Electrical | MAID | 1 |  |  | ACC-CDV-RE00041 |  |  |  | AVERAGE
PIER 4 | ZONE 66 | GATE 5 ARRIVALS ROUTE. | LIVE AREA | Fire | FIRE DOOR | 1 |  |  | T 1 - FDR 00018 |  |  |  | AVERAGE
PIER 4 | ZONE 66 | GATE 5 ARRIVALS ROUTE. | LIVE AREA | Electrical | DIU | 1 |  |  | ACC-INF00018 |  |  |  | GOOD
PIER 4 | ZONE 66 | GATE 5 ARRIVALS ROUTE. | LIVE AREA | Fire | FIU | 1 |  |  | NO REF | GENT | 34415 |  | AVERAGE
PIER 4 | ZONE 66 | GATE 5 ARRIVALS ROUTE. | LIVE AREA | Electrical | Static Signage | 1 |  | NO ENTRY EXCEPT STAFF | NO REF |  |  |  | AVERAGE
PIER 4 | ZONE 66 | GATE 5 ARRIVALS ROUTE. | LIVE AREA | Electrical | MAID | 1 |  |  | ACC-CDV-RE00010 |  |  |  | AVERAGE
PIER 4 | ZONE 66 | GATE 5 ARRIVALS ROUTE. | LIVE AREA | LEPC | LIFT 79 | 1 |  |  | HAL 10302846 |  |  |  | AVERAGE
PIER 4 | ZONE 66 | GATE 5 ARRIVALS ROUTE. | LIVE AREA | Electrical | MAID | 1 |  |  | ACC-CDV-RE00052 |  |  |  | AVERAGE
PIER 4 | ZONE 66 | GATE 5 ARRIVALS ROUTE. | LIVE AREA | Electrical | Static Signage | 1 |  | ARRIVALS / BAGGAGE RECLAIM. | NO REF |  |  |  | AVERAGE
PIER 4 | ZONE 66 | GATE 5 ARRIVALS ROUTE. | LIVE AREA | IT | CCTV | 1 |  |  | CCTV-ICD-10582 |  |  |  | AVERAGE
PIER 4 | ZONE 66 | GATE 5 ARRIVALS ROUTE. | LIVE AREA | Electrical | Static Signage | 1 |  | 5 C | NO REF |  |  |  | AVERAGE
PIER 4 | ZONE 66 | GATE 5 ARRIVALS ROUTE. | LIVE AREA | Electrical | Static Signage | 1 |  | 5 D | NO REF |  |  |  | AVERAGE
PIER 4 | ZONE 66 | GATE 5 ARRIVALS ROUTE. | LIVE AREA | HVAC | HVAC GRILL | 8 |  |  | 11101 - HVAC - GIL00043 / 44 /45 / 46 /47 / 48 / 49 / 50 / |  |  |  | AVERAGE
PIER 4 | ZONE 66 | GATE 5 ARRIVALS ROUTE. | LIVE AREA | Electrical | MAID | 1 |  |  | ACC-CDVRE00053 |  |  |  | AVERAGE
PIER 4 | ZONE 66 | GATE 5 ARRIVALS ROUTE. | LIVE AREA | Electrical | MAID | 1 |  |  | ACC-CDVRE00006 |  |  |  | AVERAGE
PIER 4 | ZONE 66 | GATE 5 ARRIVALS ROUTE. | LIVE AREA | Electrical | HEATER | 1 |  |  | NO REF | DIMPLEX |  |  | AVERAGE
PIER 4 | ZONE 66 | GATE 5 ARRIVALS ROUTE. | LIVE AREA | Electrical | EMGY SIGN | 1 |  |  | NO REF |  |  |  | AVERAGE
PIER 4 | ZONE 66 | GATE 5 ARRIVALS ROUTE. | LIVE AREA | Fire | FIU | 4 |  |  | NO REF | GENT | 34415 |  | AVERAGE
PIER 4 | ZONE 66 | GATE 5 ARRIVALS ROUTE. | LIVE AREA | Electrical | MAID | 1 |  |  | ACC-CDV-RE00049 |  |  |  | AVERAGE
PIER 4 | ZONE 66 | GATE 5 ARRIVALS ROUTE. | LIVE AREA | Electrical | NORMAL LIGHTING CONTROL. | 1 |  |  | 1110-NLT-CDV00035 |  |  |  | AVERAGE
PIER 4 | ZONE 66 | GATE 5 ARRIVALS ROUTE. | LIVE AREA | Electrical | ELT | 1 |  |  | 11101-ELT-LNM00100 |  |  |  | AVERAGE
PIER 4 | ZONE 66 | GATE 5 ARRIVALS ROUTE. | LIVE AREA | Electrical | ELT | 1 |  |  | 11101-ELT-LNM00101 |  |  |  | AVERAGE
PIER 4 | ZONE 66 | GATE 5 ARRIVALS ROUTE. | LIVE AREA | Electrical | ELT | 1 |  |  | 11101-ELT LNM00115 |  |  |  | AVERAGE
PIER 4 | ZONE 66 | GATE 5 ARRIVALS ROUTE. | LIVE AREA | Electrical | MAID | 1 |  |  | ACC-CDVRE00002 |  |  |  | AVERAGE
PIER 4 | ZONE 66 | GATE 5 ARRIVALS ROUTE. | LIVE AREA | IT | CCTV | 1 |  |  | CCTV-ICD-10584 |  |  |  | AVERAGE
PIER 4 | ZONE 66 | GATE 5 ARRIVALS ROUTE. | LIVE AREA | Electrical | DIU | 1 |  |  | ACC-INF-00025 |  |  |  | AVERAGE
PIER 4 | ZONE 66 | GATE 5 ARRIVALS ROUTE. | LIVE AREA | Electrical | DIU | 1 |  |  | ACC-INF-00026 |  |  |  | AVERAGE
PIER 4 | ZONE 66 | GATE 5 ARRIVALS ROUTE. | LIVE AREA | Electrical | DIU | 1 |  |  | ACC-INF-00027 |  |  |  | AVERAGE
PIER 4 | ZONE 66 | GATE 5 ARRIVALS ROUTE. | LIVE AREA | Electrical | DIU | 1 |  |  | ACC-INF-00028 |  |  |  | AVERAGE
PIER 4 | ZONE 66 | GATE 5 ARRIVALS ROUTE. | LIVE AREA | Electrical | NORMAL LIGHTING.. | 10 |  |  | NO REF |  |  |  | AVERAGE
PIER 4 | ZONE 66 | GATE 5 ARRIVALS ROUTE. | LIVE AREA | Electrical | ELT | 5 |  |  | NO REF |  |  |  | AVERAGE
PIER 3 | ZONE M 403 | ROOF PLANTROOM C 22 | LIVE AREA | Electrical | DB | 1 |  |  | T 1 - DB 0281 |  |  |  | POOR
PIER 3 | ZONE M 403 | ROOF PLANTROOM C 22 | LIVE AREA | Electrical | DB | 1 |  |  | T 1 - DB 0282 |  |  |  | POOR
PIER 3 | ZONE M 403 | ROOF PLANTROOM C 22 | LIVE AREA | Electrical | DB | 1 |  |  | T 1 - DB 0280 |  |  |  | POOR
PIER 3 | ZONE M 403 | ROOF PLANTROOM C 22 | LIVE AREA | Electrical | ISOLATOR | 5 |  |  | NO REF | OTTERMILL 63A |  |  | POOR
PIER 3 | ZONE M 403 | ROOF PLANTROOM C 22 | LIVE AREA | Electrical | 110 TRANSFORMER | 1 |  |  | NO REF | ELECTRICAL WINDINGS |  |  | POOR
PIER 3 | ZONE M 403 | ROOF PLANTROOM C 22 | LIVE AREA | Mechanical | PRESSURE VESSLE | 1 |  |  | NO REF | HPC 2913S/ 8 | SM12 /RM | 151645 | GOOD
PIER 3 | ZONE M 403 | ROOF PLANTROOM C 22 | LIVE AREA | Mechanical | PRESSURE VESSLE | 1 |  |  | NO REF | HPC 2913S/ 8 | SM12 /RM | 151644 | GOOD
PIER 3 | ZONE M 403 | ROOF PLANTROOM C 22 | LIVE AREA | Electrical | HPC UNIT | 1 |  |  | NO REF | KAESER | SM 12 | 1213 | GOOD
PIER 3 | ZONE M 403 | ROOF PLANTROOM C 22 | LIVE AREA | Electrical | HPC UNIT | 1 |  |  | NO REF | KAESER | SM121 | 1212 | GOOD
PIER 3 | ZONE M 403 | ROOF PLANTROOM C 22 | LIVE AREA | HVAC | HVAC UNIT | 1 |  | AHU 7 | 4130 N26242 | METAIR LTD |  |  | POOR
PIER 3 | ZONE M 403 | ROOF PLANTROOM C 22 | LIVE AREA | Mechanical | SWP 11 BAR PRESSURE WATERTANK | 1 |  |  | NO REF |  | DE 35196/ 2 |  | POOR
PIER 3 | ZONE M 403 | ROOF PLANTROOM C 22 | LIVE AREA | Mechanical | SWP 11 BAR PRESSURE WATERTANK | 1 |  |  | NO REF |  | DE 35196/ 1 |  | POOR
PIER 3 | ZONE M 403 | ROOF PLANTROOM C 22 | LIVE AREA | Electrical | DB | 1 |  |  | T 1 - DB 0279 |  |  |  | POOR
PIER 3 | ZONE M 403 | ROOF PLANTROOM C 22 | LIVE AREA | Electrical | MV SWITCH DB | 1 |  |  | T 1 - DB 0278 |  |  |  | POOR
PIER 3 | ZONE M 403 | ROOF PLANTROOM C 22 | LIVE AREA | Fire | FIU | 1 |  |  | NO REF | GENT | 34415 |  | AVERAGE
PIER 3 | ZONE M 403 | ROOF PLANTROOM C 22 | LIVE AREA | Electrical | FIRE ALARM INTERFACE ELCTRICAL PANEL | 1 |  |  | GATE C22 |  |  |  | AVERAGE
PIER 3 | ZONE M 403 | ROOF PLANTROOM C 22 | LIVE AREA | Electrical | ELECTRICAL SWITCH | 1 |  |  | GATE 22 SUPPLY |  |  |  | AVERAGE
PIER 3 | ZONE M 403 | ROOF PLANTROOM C 22 | LIVE AREA | Electrical | ELECTRICAL SWITCH | 1 |  |  | GATE 22 EXTRACT |  |  |  | AVERAGE
PIER 3 | ZONE M 403 | ROOF PLANTROOM C 22 | LIVE AREA | Fire | FIRE DOOR | 1 |  |  | FDP3R - 13 |  |  |  | POOR
PIER 3 | ZONE M 403 | ROOF PLANTROOM C 22 | LIVE AREA | Electrical | EMGY SIGN | 2 |  |  | NO REF | POSELCO | POS3881/S3 |  | POOR
PIER 3 | ZONE M 403 | ROOF PLANTROOM C 22 | LIVE AREA | Fire | SOUNDERS & BEACONS | 2 |  |  | NO REF |  |  |  | AVERAGE
PIER 3 | ZONE M 403 | ROOF PLANTROOM C 22 | LIVE AREA | Electrical | ELT | 3 |  |  | NO REF |  |  |  | POOR
PIER 3 | ZONE M 403 | ROOF PLANTROOM C 22 | LIVE AREA | Electrical | NORMAL LIGHTING | 4 |  |  | NO REF |  |  |  | POOR
PIER 3 | ZONE M 403 | ROOF PLANTROOM C 22 | LIVE AREA | Fire | FIRE DOOR | 1 |  |  | FDP3R - 12 |  |  |  | POOR
PIER 3 | ZONE 405 | ROOF PLANTROOM C 3 | LIVE AREA | HVAC | HVAC HANDLING UNIT. | 1 |  |  | V24 |  |  |  | POOR
PIER 3 | ZONE 405 | ROOF PLANTROOM C 3 | LIVE AREA | Mechanical | EXPANSION TANK | 2 |  |  | NO REF |  | PFU 900 |  | AVERAGE
PIER 3 | ZONE 405 | ROOF PLANTROOM C 3 | LIVE AREA | Mechanical | EXPANSION TANK | 1 |  |  | P1858 |  |  |  | AVERAGE
PIER 3 | ZONE 405 | ROOF PLANTROOM C 3 | LIVE AREA | Mechanical | SPECIAL AMEANATIES WATER TANK | 1 |  |  | NO REF | MAXGLOW LTD |  |  | AVERAGE
PIER 3 | ZONE 405 | ROOF PLANTROOM C 3 | LIVE AREA | Mechanical | WATER TANK | 1 |  |  | NP 100/2 | NICOLSON PLASTICS |  |  | AVERAGE
PIER 3 | ZONE 405 | ROOF PLANTROOM C 3 | LIVE AREA | Mechanical | WATER VESSEL | 2 |  |  | NO REF |  |  |  | AVERAGE
PIER 3 | ZONE 405 | ROOF PLANTROOM C 3 | LIVE AREA | Electrical | NORMAL LIGHTING | 4 |  |  | NO REF |  |  |  | AVERAGE
PIER 3 | ZONE 405 | ROOF PLANTROOM C 3 | LIVE AREA | Electrical | ELT | 2 |  |  | NO REF |  |  |  | AVERAGE
PIER 3 | ZONE 405 | ROOF PLANTROOM C 3 | LIVE AREA | Electrical | 110 TRANSFORMER | 1 |  |  | NO REF | ELECTRIC WINDINGS |  |  | POOR
PIER 3 | ZONE 405 | ROOF PLANTROOM C 3 | LIVE AREA | Fire | FIRE DOOR | 1 |  |  | FDR33R/3 |  |  |  | POOR
PIER 3 | ZONE 405 | ROOF PLANTROOM C 3 | LIVE AREA | Mechanical | HTHW SYSTEMS | 1 |  |  | NO REF |  |  |  | POOR
PIER 3 | ZONE 404 | ROOF LANTROOM C 24 | LIVE AREA | Mechanical | EXPANSION TANK | 1 |  |  | NO REF | ARMSTRONG |  |  | POOR
PIER 3 | ZONE 404 | ROOF LANTROOM C 24 | LIVE AREA | Electrical | DB | 1 |  |  | T 1 - DB 0273 |  |  |  | POOR
PIER 3 | ZONE 404 | ROOF LANTROOM C 24 | LIVE AREA | Electrical | DB | 1 |  |  | T 1 - DB 0274 |  |  |  | POOR
PIER 3 | ZONE 404 | ROOF LANTROOM C 24 | LIVE AREA | Electrical | ISOLATOR | 4 |  |  | NO REF | OTTERMILL | 63A |  | POOR
PIER 3 | ZONE 404 | ROOF LANTROOM C 24 | LIVE AREA | Mechanical | PUMPS | 2 |  |  | NO REF | CRANE LTD |  |  | POOR
PIER 3 | ZONE 404 | ROOF LANTROOM C 24 | LIVE AREA | Electrical | DB | 1 |  |  | T 1 - DB 0275 |  |  |  | POOR
PIER 3 | ZONE 404 | ROOF LANTROOM C 24 | LIVE AREA | Electrical | DB | 1 |  |  | T 1 - DB 0276 |  |  |  | POOR
PIER 3 | ZONE 404 | ROOF LANTROOM C 24 | LIVE AREA | IT | COMMS CAB | 1 |  |  | HAL 1047 |  |  |  | AVERAGE
PIER 3 | ZONE 404 | ROOF LANTROOM C 24 | LIVE AREA | Electrical | ELECTRICAL PANEL | 1 |  | CHARLIE 24 CPU NO 9 AHU NOS 6 & 9 | NO REF |  |  |  | POOR
PIER 3 | ZONE 404 | ROOF LANTROOM C 24 | LIVE AREA | HVAC | HVAC HANDLING UNIT | 1 |  | AHU 9 | 4130 N26243 | METAIR LTD |  |  | POOR
PIER 3 | ZONE 404 | ROOF LANTROOM C 24 | LIVE AREA | HVAC | HVAC HANDLING UNIT | 1 |  |  | 4130 N26244 |  |  |  | POOR
PIER 3 | ZONE 404 | ROOF LANTROOM C 24 | LIVE AREA | Electrical | SWITCH BOARD DB | 1 |  |  | T 1 - DB 0277 |  |  |  | POOR
PIER 3 | ZONE 404 | ROOF LANTROOM C 24 | LIVE AREA | Fire | FIU | 1 |  |  | 2028051 | GENT | 34415 |  | AVERAGE
PIER 3 | ZONE 404 | ROOF LANTROOM C 24 | LIVE AREA | Fire | FIU | 1 |  |  | 2028052 | GENT | 34415 |  | AVERAGE
PIER 3 | ZONE 404 | ROOF LANTROOM C 24 | LIVE AREA | Electrical | METER | 1 |  |  | ID 004466 |  |  |  | AVERAGE
PIER 3 | ZONE 404 | ROOF LANTROOM C 24 | LIVE AREA | Electrical | METER | 1 |  |  | ID 004467 |  |  |  | AVERAGE
PIER 3 | ZONE 404 | ROOF LANTROOM C 24 | LIVE AREA | Electrical | 110 TRANSFORMER | 1 |  |  | NO REF | ELECTRIIC WINDINGS |  |  | POOR
PIER 3 | ZONE 404 | ROOF LANTROOM C 24 | LIVE AREA | Electrical | NORMAL LIGHTING | 4 |  |  | NO REF |  |  |  | POOR
PIER 3 |  | ROOF LANTROOM C 24 | LIVE AREA | Electrical | ELT | 2 |  |  | NO REF |  |  |  | POOR
PIER 3 | ZONE 404 | ROOF LANTROOM C 24 | LIVE AREA | Fire | SOUNDERS & BEACONS | 2 |  |  | NO REF |  |  |  | AVERAGE
PIER 3 | ZONE 404 | ROOF LANTROOM C 24 | LIVE AREA | Fire | FIRE DOOR | 1 |  |  | FDP3R/16 |  |  |  | POOR
PIER 3 | ZONE 404 | ROOF LANTROOM C 24 | LIVE AREA | Fire | FIRE DOOR | 1 |  |  | FDP3R/17 |  |  |  | POOR
PIER 3 | ZONE 404 | ROOF LANTROOM C 24 | LIVE AREA | Electrical | EMGY SIGN | 2 |  |  | NO REF | POSELCO |  |  | AVERAGE
PIER 3 | ZONE 407 | ROOF PLANTROOM B 17 | LIVE AREA | Electrical | DAU | 1 |  |  | 3107 |  |  |  | AVERAGE
PIER 3 | ZONE 407 | ROOF PLANTROOM B 17 | LIVE AREA | Fire | FIRE ALARM SWITCIHING INTERFACE PANEL | 1 |  |  | R-9 | GENT |  |  | AVERAGE
PIER 3 | ZONE 407 | ROOF PLANTROOM B 17 | LIVE AREA | Electrical | SWITCH BOARD DB | 1 |  |  | T 1 - DB 0247 |  |  |  | POOR
PIER 3 | ZONE 407 | ROOF PLANTROOM B 17 | LIVE AREA | Electrical | ISOLATOR | 1 |  |  | NO REF | MEM EXCEL | 100A |  | POOR
PIER 3 | ZONE 407 | ROOF PLANTROOM B 17 | LIVE AREA | Electrical | DAU | 1 |  |  | 3102 |  |  |  | AVERAGE
PIER 3 | ZONE 407 | ROOF PLANTROOM B 17 | LIVE AREA | Electrical | DAU | 1 |  |  | 3103 |  |  |  | AVERAGE
PIER 3 | ZONE 407 | ROOF PLANTROOM B 17 | LIVE AREA | Electrical | DAU | 1 |  |  | 3104 |  |  |  | AVERAGE
PIER 3 | ZONE 407 | ROOF PLANTROOM B 17 | LIVE AREA | Electrical | DAU | 1 |  |  | 3105 |  |  |  | AVERAGE
PIER 3 | ZONE 407 | ROOF PLANTROOM B 17 | LIVE AREA | Fire | FIRE ALARM PUBLIC ADDRESS VOICE ALARM | 1 |  |  | NO REF |  |  |  | AVERAGE
PIER 3 | ZONE 407 | ROOF PLANTROOM B 17 | LIVE AREA | Fire | FIRE ALARM CONTROL PANEL | 1 |  |  | FAP 218 | 3408 |  |  | AVERAGE
PIER 3 | ZONE 407 | ROOF PLANTROOM B 17 | LIVE AREA | HVAC | HVAC AIR HANDLING UNIT | 1 |  | AHU 20 | EVA-AC-10/10 |  |  | 6707058 | AVERAGE
PIER 3 | ZONE 407 | ROOF PLANTROOM B 17 | LIVE AREA | Electrical | ELETRICAL PANEL | 1 |  |  | NO REF |  |  |  | AVERAGE
PIER 3 | ZONE 407 | ROOF PLANTROOM B 17 | LIVE AREA | Electrical | BMS | 1 |  |  | NO REF | SATCHWELL |  |  | AVERAGE
PIER 3 | ZONE 407 | ROOF PLANTROOM B 17 | LIVE AREA | Fire | FIU | 1 |  |  | 2182-006 | GENT | 34415 |  | AVERAGE
PIER 3 | ZONE 407 | ROOF PLANTROOM B 17 | LIVE AREA | Fire | FIRE DOOR | 1 |  |  | FDR3R/29 |  |  |  | POOR
PIER 3 | ZONE 407 | ROOF PLANTROOM B 17 | LIVE AREA | Fire | FIU | 1 |  |  | NO REF | GENT | 31445 |  | POOR
PIER 3 | ZONE 407 | ROOF PLANTROOM B 17 | LIVE AREA | Fire | SOUNDERS & BEACONS | 2 |  |  | NO REF |  |  |  | AVERAGE
PIER 3 | ZONE 407 | ROOF PLANTROOM B 17 | LIVE AREA | Electrical | NORMAL LIGHTING | 5 |  |  | NO REF |  |  |  | POOR
PIER 3 | ZONE 407 | ROOF PLANTROOM B 17 | LIVE AREA | Mechanical | ROLLER SHUTTERS | 1 |  |  | NO REF |  |  |  | POOR
PIER 3 | ZONE 407 | ROOF PLANTROOM B 17 | LIVE AREA | Electrical | VLT HVAC PANEL | 1 |  |  | NO REF |  |  |  | AVERAGE
PIER 3 | ZONE 407 | ROOF PLANTROOM B 17 | LIVE AREA | Electrical | DRIVE HVAC PAN | 1 |  |  | NO REF |  |  |  | AVERAGE | [10 empty] | 1900-01-26 01:12
PIER 4 | ZONE 67 | GATE 5 DEP LOUNGE | LIVE AREA | Electrical | NORRMAL LIGHTING CONTROL.. | 1 |  |  | BAA |  |  |  | AVERAGE
PIER 4 | ZONE 67 | GATE 5 DEP LOUNGE | LIVE AREA | Electrical | DIU | 1 |  |  | ACC-INF00019 |  |  |  | AVERAGE
PIER 4 | ZONE 67 | GATE 5 DEP LOUNGE | LIVE AREA | Electrical | MAID | 1 |  |  | ACC-CDV-RE00042 |  |  |  | AVERAGE
PIER 4 | ZONE 67 | GATE 5 DEP LOUNGE | LIVE AREA | Fire | FIRE DOOR | 1 |  |  | T 1 - FDR 0116 |  |  |  | AVERAGE
PIER 4 | ZONE 67 | GATE 5 DEP LOUNGE | LIVE AREA | Electrical | Static Signage | 2 |  | DEPT LOUNGE GATES 16-21 | NO REF |  |  |  | AVERAGE
PIER 4 | ZONE 67 | GATE 5 DEP LOUNGE | LIVE AREA | IT | CCTV | 2 |  |  | NO REF | TEL TOUCSTONE |  |  | AVERAGE
PIER 4 | ZONE 67 | GATE 5 DEP LOUNGE | LIVE AREA | IT | FIDS | 1 |  |  | FIDS-T1-464-DP-A1 |  |  |  | AVERAGE
PIER 4 | ZONE 67 | GATE 5 DEP LOUNGE | LIVE AREA | IT | FIDS | 1 |  |  | FIDS-T1-465-DP-A1 |  |  |  | AVERAGE
PIER 4 | ZONE 67 | GATE 5 DEP LOUNGE | LIVE AREA | IT | FIDS | 1 |  |  | FIDS-T1-462-DP-A1 |  |  |  | AVERAGE
PIER 4 | ZONE 67 | GATE 5 DEP LOUNGE | LIVE AREA | IT | FIDS | 1 |  |  | 1-RTL-DDB24-T1-222 |  |  |  | AVERAGE
PIER 4 | ZONE 67 | GATE 5 DEP LOUNGE | LIVE AREA | IT | FIDS | 1 |  |  | FIDS-T1-463-DEP-A1 |  |  |  | AVERAGE
PIER 4 | ZONE 67 | GATE 5 DEP LOUNGE | LIVE AREA | IT | FIDS | 1 |  |  | 1-RTL-DDB25-T1-224 |  |  |  | AVERAGE
PIER 4 | ZONE 67 | GATE 5 DEP LOUNGE | LIVE AREA | IT | FIDS | 1 |  |  | BAA- 463234 |  |  |  | AVERAGE
PIER 4 | ZONE 67 | GATE 5 DEP LOUNGE | LIVE AREA | Electrical | EMGY SIGN | 1 |  |  | NO REF |  |  |  | AVERAGE
PIER 4 | ZONE 67 | GATE 5 DEP LOUNGE | LIVE AREA | Electrical | Static Signage | 1 |  | 5 C | NO REF |  |  |  | AVERAGE
PIER 4 | ZONE 67 | GATE 5 DEP LOUNGE | LIVE AREA | Electrical | MAID | 1 |  |  | AC-CDV-RE00005 |  |  |  | AVERAGE
PIER 4 | ZONE 67 | GATE 5 DEP LOUNGE | LIVE AREA | Electrical | MAID | 1 |  |  | AC-CDV-RE00051 |  |  |  | AVERAGE
PIER 4 | ZONE 67 | GATE 5 DEP LOUNGE | LIVE AREA | Specialist Systems | PENTA SCANNER | 1 |  |  | LHR 30516 |  |  |  | AVERAGE
PIER 4 | ZONE 67 | GATE 5 DEP LOUNGE | LIVE AREA | Specialist Systems | PENTA SCANNER | 1 |  |  | LHR 28298 |  |  |  | AVERAGE
PIER 4 | ZONE 67 | GATE 5 DEP LOUNGE | LIVE AREA | Mechanical | BAG CHUTE105I | 1 |  |  | 10688524 |  |  |  | AVERAGE
PIER 4 | ZONE 67 | GATE 5 DEP LOUNGE | LIVE AREA | Mechanical | BAG CHUTE105H | 1 |  |  | 10688527 |  |  |  | AVERAGE
PIER 4 | ZONE 67 | GATE 5 DEP LOUNGE | LIVE AREA | Mechanical | BAG CHUTE105G | 1 |  |  | 10688530 |  |  |  | AVERAGE
PIER 4 | ZONE 67 | GATE 5 DEP LOUNGE | LIVE AREA | Mechanical | BAG CHUTE105E | 1 |  |  | 10688512 |  |  |  | AVERAGE
PIER 4 | ZONE 67 | GATE 5 DEP LOUNGE | LIVE AREA | Electrical | MAID | 1 |  |  | NO REF |  |  |  | AVERAGE
PIER 4 | ZONE 67 | GATE 5 DEP LOUNGE | LIVE AREA | Mechanical | BAG CHUTE105J | 1 |  |  | 10688518 |  |  |  | AVERAGE
PIER 4 | ZONE 67 | GATE 5 DEP LOUNGE | LIVE AREA | Mechanical | BAG CHUTE105K | 1 |  |  | 10688521 |  |  |  | AVERAGE
PIER 4 | ZONE 67 | GATE 5 DEP LOUNGE | LIVE AREA | Fire | FIRE DOOR | 2 |  |  | NO REF |  |  |  | AVERAGE
PIER 4 | ZONE 67 | GATE 5 DEP LOUNGE | LIVE AREA | HVAC | HVAC UNIT | 1 |  |  | ID NO 223 | MITSUBISHI |  |  | AVERAGE
PIER 4 | ZONE 67 | GATE 5 DEP LOUNGE | LIVE AREA | LEPC | LIFT 28 | 1 |  |  | HAL 6100540 |  |  |  | GOOD
PIER 4 | ZONE 67 | GATE 5 DEP LOUNGE | LIVE AREA | Fire | FIRE DOOR | 2 |  |  | T 1 - FDR 0103 / 04 |  |  |  | AVERAGE
PIER 4 | ZONE 67 | GATE 5 DEP LOUNGE | LIVE AREA | Electrical | NORMAL LIFGHTING CONTROL | 1 |  |  | 11101 - NLT - CDV00033 |  |  |  | AVERAGE
PIER 4 | ZONE 67 | GATE 5 DEP LOUNGE | LIVE AREA | Fire | FIU | 1 |  |  | 1125-03 | GENT | 34415 |  | AVERAGE
PIER 4 | ZONE 67 | GATE 5 DEP LOUNGE | LIVE AREA | Electrical | EMGY SIGN | 1 |  |  | P4-50-SC-58W |  |  |  | AVERAGE
PIER 4 | ZONE 67 | GATE 5 DEP LOUNGE | LIVE AREA | Fire | FIRE DOOR | 1 |  |  | T 1 - FDR 0112 |  |  |  | AVERAGE
PIER 4 | ZONE 67 | GATE 5 DEP LOUNGE | LIVE AREA | Electrical | Static Signage | 1 |  | GATES 74 - 76 | NO REF |  |  |  | AVERAGE
PIER 4 | ZONE 67 | GATE 5 DEP LOUNGE | LIVE AREA | Fire | FIU | 2 |  |  | 1125-12 / 13 | GENT | 34415 |  | AVERAGE
PIER 4 | ZONE 67 | GATE 5 DEP LOUNGE | LIVE AREA | Fire | FIRE DOOR | 1 |  |  | T 1 - FRD 0115 |  |  |  | AVERAGE
PIER 4 | ZONE 67 | GATE 5 DEP LOUNGE | LIVE AREA | LEPC | GOODS LIFT 60 | 1 |  |  | HAL 6116294 |  |  |  | AVERAGE
PIER 4 | ZONE 67 | GATE 5 DEP LOUNGE | LIVE AREA | Fire | FIU | 1 |  |  | 1125-01 |  |  |  | AVERAGE
PIER 4 | ZONE 67 | GATE 5 DEP LOUNGE | LIVE AREA | Fire | FIRE DOOR | 1 |  |  | NO REF |  |  |  | AVERAGE
PIER 4 | ZONE 67 | GATE 5 DEP LOUNGE | LIVE AREA | IT | PCU PAGING CONTROL | 3 |  |  | NO REF |  |  |  | AVERAGE
PIER 4 | ZONE 67 | GATE 5 DEP LOUNGE | LIVE AREA | IT | FIDS | 1 |  |  | C53310 | SAMSUNG |  |  | GOOD
PIER 4 | ZONE 67 | GATE 5 DEP LOUNGE | LIVE AREA | Electrical | Static Signage | 1 |  | 5 D | NO REF |  |  |  | AVERAGE
PIER 4 | ZONE 67 | GATE 5 DEP LOUNGE | LIVE AREA | LEPC | LIFT 29 | 1 |  |  | HAL 6100541 |  |  |  | GOOD
PIER 4 | ZONE 67 | GATE 5 DEP LOUNGE | LIVE AREA | IT | WLAN | 1 |  |  | LHR-1102T1-A1-AP00248 |  |  |  | GOOD
PIER 4 | ZONE 67 | GATE 5 DEP LOUNGE | LIVE AREA | IT | WLAN PANEL | 1 |  |  | LHR-1102T1-A1-AP00034 |  |  |  | GOOD
PIER 4 | ZONE 67 | GATE 5 DEP LOUNGE | LIVE AREA | Fire | FIU | 1 |  |  | 1124-04 |  |  |  | AVERAGE
PIER 4 | ZONE 67 | GATE 5 DEP LOUNGE | LIVE AREA | Fire | FIRE DOOR | 1 |  |  | T 1 - FDR 0108 |  |  |  | AVERAGE
PIER 4 | ZONE 67 | GATE 5 DEP LOUNGE | LIVE AREA | Electrical | EMGY SIGN | 1 |  |  | 37-42-A-7B |  |  |  | AVERAGE
PIER 4 | ZONE 67 | GATE 5 DEP LOUNGE | LIVE AREA | Fire | FIRE DOOR | 1 |  |  | T 1 - FDR 0108 |  |  |  | AVERAGE
PIER 4 | ZONE 67 | GATE 5 DEP LOUNGE | LIVE AREA | Electrical | NETWORK PANEL | 1 |  |  | 1102 1110-DCOMCAB00001 |  |  |  | AVERAGE
PIER 4 | ZONE 67 | GATE 5 DEP LOUNGE | LIVE AREA | IT | PETA SCANNER | 1 |  |  | LHR 32467 |  |  |  | GOOD
PIER 4 | ZONE 67 | GATE 5 DEP LOUNGE | LIVE AREA | IT | PETA SCANNER | 1 |  |  | LHR 29761 |  |  |  | GOOD
PIER 4 | ZONE 67 | GATE 5 DEP LOUNGE | LIVE AREA | IT | PETA SCANNER | 1 |  |  | LHR 28250 |  |  |  | GOOD
PIER 4 | ZONE 67 | GATE 5 DEP LOUNGE | LIVE AREA | IT | PETA SCANNER | 1 |  |  | LHR 29765 |  |  |  | GOOD
PIER 4 | ZONE 67 | GATE 5 DEP LOUNGE | LIVE AREA | Electrical | MAID | 1 |  |  | NO REF |  |  |  | AVERAGE
PIER 4 | ZONE 67 | GATE 5 DEP LOUNGE | LIVE AREA | Electrical | Static Signage | 1 |  | 5 D | NO REF |  |  |  | AVERAGE
PIER 4 | ZONE 67 | GATE 5 DEP LOUNGE | LIVE AREA | Electrical | Static Signage | 1 |  | 5:00 | NO REF |  |  |  | AVERAGE
PIER 4 | ZONE 67 | GATE 5 DEP LOUNGE | LIVE AREA | IT | FIDS | 1 |  |  | BAA 463232 | SAMSUNG |  |  | GOOD
PIER 4 | ZONE 67 | GATE 5 DEP LOUNGE | LIVE AREA | IT | FIDS | 1 |  |  | BAA 463233 | SAMSUNG |  |  | GOOD
PIER 4 | ZONE 67 | GATE 5 DEP LOUNGE | LIVE AREA | Electrical | MAID | 1 |  |  | NO REF |  |  |  | AVERAGE
PIER 4 | ZONE 67 | GATE 5 DEP LOUNGE | LIVE AREA | HVAC | HVAC GRILS | 34 |  |  | NO REF |  |  |  | AVERAGE
PIER 4 | ZONE 67 | GATE 5 DEP LOUNGE | LIVE AREA | IT | WLAN PANEL | 1 |  |  | LHR 1102T1-A1-AP00035 |  |  |  | GOOD
PIER 4 | ZONE 67 | GATE 5 DEP LOUNGE | LIVE AREA | IT | FIDS | 1 |  |  | FIDS-T1-476-DEP-A-1 |  |  |  | AVERAGE
PIER 4 | ZONE 67 | GATE 5 DEP LOUNGE | LIVE AREA | IT | SALTO | 1 |  |  | NO REF |  |  |  | GOOD
PIER 4 | ZONE 67 | GATE 5 DEP LOUNGE | LIVE AREA | Fire | SOUNDERS & BEACONS | 4 |  |  | NO REF |  |  |  | GOOD
PIER 4 | ZONE 67 | GATE 5 DEP LOUNGE | LIVE AREA | Electrical | ELT | 22 |  |  | NO REF |  |  |  | POOR
PIER 4 | ZONE 67 | GATE 5 DEP LOUNGE | LIVE AREA | Electrical | NORMAL LIGHTING | 128 |  |  | NO REF |  |  |  | POOR
PIER 4 | ZONE 67 | GATE 5 DEP LOUNGE | LIVE AREA |  | MIRROR | 1 |  |  | NO REF |  |  |  | AVERAGE
PIER 4 | ZONE 88 | GOLDEN MILE ARRIVALS | LIVE AREA | Electrical | ELT | 3 |  |  | NO REF |  |  |  | POOR
PIER 4 | ZONE 88 | GOLDEN MILE ARRIVALS | LIVE AREA | Electrical | Static Signage | 3 |  | ARRIVALS /. BAGGAGE RECLAIM / FLT CONNECTIONS | NO REF |  |  |  | AVERAGE
PIER 4 | ZONE 88 | GOLDEN MILE ARRIVALS | LIVE AREA | Electrical | ELT | 13 |  |  | 11134-ELT-LNM00047 / - 59 |  |  |  | AVERAGE
PIER 4 | ZONE 88 | GOLDEN MILE ARRIVALS | LIVE AREA | Electrical | ELT | 11 |  |  | 11134 -ELT -LNM00091 / -101 |  |  |  | AVERAGE
PIER 4 | ZONE 88 | GOLDEN MILE ARRIVALS | LIVE AREA | Electrical | EMGY SIGN | 1 |  |  | MB-2F-01-SC-30W |  |  |  | AVERAGE
PIER 4 | ZONE 88 | GOLDEN MILE ARRIVALS | LIVE AREA | Fire | FIRE DOOR | 2 |  |  | NO REF |  |  |  | AVERAGE
PIER 4 | ZONE 88 | GOLDEN MILE ARRIVALS | LIVE AREA | HVAC | HVAC GRILS | 20 |  |  | 11134-HVAC-DIF-00072 / - 102 |  |  |  | GOOD
PIER 4 | ZONE 88 | GOLDEN MILE ARRIVALS | LIVE AREA | LEPC | ESCULATOR 29 | 1 |  |  | HAL 10302844 |  |  |  | GOOD
PIER 4 | ZONE 88 | GOLDEN MILE ARRIVALS | LIVE AREA | HVAC | HVAC UNITS | 4 |  |  | 11101 - HVAC - FCU 00006 / 7 / 8 / 9 |  |  |  | AVERAGE
PIER 4 | ZONE 88 | GOLDEN MILE ARRIVALS | LIVE AREA | Mechanical | DRY RISER 31T | 1 |  |  | 11101 DRY- CAB00002 |  |  |  | AVERAGE
PIER 4 | ZONE 88 | GOLDEN MILE ARRIVALS | LIVE AREA | Electrical | DB | 1 |  |  | 11101 LV- DB00006 |  |  |  | AVERAGE
PIER 4 | ZONE 88 | GOLDEN MILE ARRIVALS | LIVE AREA | Electrical | EARTH BAR | 1 |  |  | NO REF |  |  |  | AVERAGE
PIER 4 | ZONE 88 | GOLDEN MILE ARRIVALS | LIVE AREA | Electrical | NORMAL LIGHTING CONTROL | 1 |  |  | 37-3R-C-L6-2 |  |  |  | AVERAGE
PIER 4 | ZONE 88 | GOLDEN MILE ARRIVALS | LIVE AREA | Electrical | LIGHTING CONTACTOR PANEL | 1 |  |  | DB -37-3R-C3L2 |  |  |  | AVERAGE
PIER 4 | ZONE 88 | GOLDEN MILE ARRIVALS | LIVE AREA | Electrical | LIGHTING CONTACTOR PANEL | 1 |  |  | DB -37-3R-C4L1 |  |  |  | AVERAGE
PIER 4 | ZONE 88 | GOLDEN MILE ARRIVALS | LIVE AREA | Electrical | LIGHTING CONTACTOR PANEL | 1 |  |  | DB - 37 -3R4L2 |  |  |  | AVERAGE
PIER 4 | ZONE 88 | GOLDEN MILE ARRIVALS | LIVE AREA | Electrical | LIGHTING CONTACTOR PANEL | 1 |  |  | DB -37 -3R4L3 |  |  |  | AVERAGE
PIER 4 | ZONE 88 | GOLDEN MILE ARRIVALS | LIVE AREA | Fire | FIU | 1 |  |  | NO REF | GENT | 34415 |  | AVERAGE
PIER 4 | ZONE 88 | GOLDEN MILE ARRIVALS | LIVE AREA | Fire | FIRE DOOR | 1 |  |  | NO REF |  |  |  | AVERAGE
PIER 4 | ZONE 88 | GOLDEN MILE ARRIVALS | LIVE AREA | LEPC | LIFT T1-79 | 1 |  |  | HAL 10302846 |  |  |  | AVERAGE
PIER 4 | ZONE 88 | GOLDEN MILE ARRIVALS | LIVE AREA | Electrical | EMGY SIGN | 1 |  |  | 37-3R-C-L6-1 |  |  |  | AVERAGE
PIER 4 | ZONE 88 | GOLDEN MILE ARRIVALS | LIVE AREA | Electrical | MAID | 1 |  |  | ACC-CDV-RE00038 |  |  |  | AVERAGE
PIER 4 | ZONE 88 | GOLDEN MILE ARRIVALS | LIVE AREA | Fire | FIRE DOOR | 1 |  |  | 11101 WLL-MDR-OOO19 |  |  |  | AVERAGE
PIER 4 | ZONE 88 | GOLDEN MILE ARRIVALS | LIVE AREA | IT | CCTV | 1 |  |  | CCTV-ICD-10585 |  |  |  | AVERAGE
PIER 4 | ZONE 88 | GOLDEN MILE ARRIVALS | LIVE AREA | Electrical | EMGY SIGN | 1 |  |  | NO REF |  |  |  | AVERAGE
PIER 4 | ZONE 88 | GOLDEN MILE ARRIVALS | LIVE AREA | Fire | FIRE DOOR | 1 |  |  | 11101-WLL-MDR-00021 |  |  |  | AVERAGE
PIER 4 | ZONE 88 | GOLDEN MILE ARRIVALS | LIVE AREA | Fire | SOUNDERS & BEACONS | 2 |  |  | NO REF |  |  |  | GOOD
PIER 4 | ZONE 88 | GOLDEN MILE ARRIVALS | LIVE AREA | Electrical | NORMAL LIGHTING CONTROL | 41 |  |  | NO REF |  |  |  | GOOD
PIER 4 | ZONE 88 | GOLDEN MILE ARRIVALS | LIVE AREA | Electrical | ELT | 27 |  |  | NO REF |  |  |  | AVERAGE
PIER 4 | ZONE 88 | GOLDEN MILE ARRIVALS | LIVE AREA | Electrical | NORMAL LIGHTING.. | 41 |  |  | NO REF |  |  |  | GOOD
PIER 4 | ZONE 88 | GOLDEN MILE ARRIVALS | LIVE AREA | Fire | SOUNDERS & BEACONS | 2 |  |  | NO REF |  |  |  | GOOD
PIER 4 | ZONE 88 | GOLDEN MILE ARRIVALS | LIVE AREA | IT | SALTO | 1 |  |  | NO REF |  |  |  | GOOD
PIER 3 | ZONE 408 | ROOF PLANTROOM B19 | LIVE AREA | Electrical | SWITCH BOARD DB | 1 |  |  | T 1 - 0255 |  |  |  | POOR
PIER 3 | ZONE 408 | ROOF PLANTROOM B19 | LIVE AREA | Fire | FIRE ALARM INTERFACE | 1 |  |  | GATE B19 |  |  |  | AVERAGE
PIER 3 | ZONE 408 | ROOF PLANTROOM B19 | LIVE AREA | Electrical | DB | 1 |  | 6486228 | DB-17P |  |  |  | POOR
PIER 3 | ZONE 408 | ROOF PLANTROOM B19 | LIVE AREA | HVAC | HVAC HANDLING UNIT | 1 |  | AHU 19 | 4130 N25445 | VOKES - AIR |  |  | POOR
PIER 3 | ZONE 408 | ROOF PLANTROOM B19 | LIVE AREA | Fire | FIRE DOOR | 1 |  |  | FDP3R-28 |  |  |  | POOR
PIER 3 | ZONE 408 | ROOF PLANTROOM B19 | LIVE AREA | Electrical | EMGY SIGN | 1 |  |  | NO REF | POSELCO |  |  | POOR
PIER 3 | ZONE 408 | ROOF PLANTROOM B19 | LIVE AREA | Fire | SOUNDERS & BEACONS | 2 |  |  | 2182-040 / 044 | GENT |  |  | AVERAGE
PIER 3 | ZONE 408 | ROOF PLANTROOM B19 | LIVE AREA | Electrical | BMS PANEL | 1 |  | NO 29 | NO REF | SATCHWELL |  |  | GOOD
PIER 3 | ZONE 408 | ROOF PLANTROOM B19 | LIVE AREA | Electrical | NORMAL LIGHTING CONTROL… | 7 |  |  | NO REF |  |  |  | AVERAGE
PIER 3 | ZONE 408 | ROOF PLANTROOM B19 | LIVE AREA | Electrical | NORMAL LIGHTING.. | 7 |  |  | NO REF |  |  |  | GOOD
PIER 3 | ZONE 408 | ROOF PLANTROOM B19 | LIVE AREA | Mechanical | ROLLER SHUTTERS | 1 |  |  | NO REF |  |  |  | POOR
PIER 3 | ZONE 408 | ROOF PLANTROOM B19 | LIVE AREA | Electrical | ELT | 2 |  |  | NO REF |  |  |  | POOR
PIER 3 | ZONE 408 | ROOF PLANTROOM B19 | LIVE AREA | Fire | JUNCTION BOX | 1 |  |  | NO REF |  |  |  | AVERAGE
PIER 3 | ZONE 408 | ROOF PLANTROOM B19 | LIVE AREA | Fire | JUNCTION BOX | 1 |  |  | FA / 02 / 04 |  |  |  | AVERAGE
PIER 3 | ZONE 408 | ROOF PLANTROOM B19 | LIVE AREA | Mechanical | L.H.P.W PIPE WORK | 1 |  |  | NO REF |  |  |  | AVERAGE
PIER 3 | ZONE 408 | ROOF PLANTROOM B19 | LIVE AREA | Mechanical | C.H.W PIPE WORK | 1 |  |  | NO REF |  |  |  | AVERAGE
PIER 3 | ZONE 409 | ROOF PLANTROOM B21 | LIVE AREA | Fire | SWITCH BOARD DB | 1 |  |  | T 1 - DB 0263 |  |  |  | POOR
PIER 3 | ZONE 409 | ROOF PLANTROOM B21 | LIVE AREA | Fire | METER | 1 |  |  | ID 004469 | SELTEK |  |  | AVERAGE
PIER 3 | ZONE 409 | ROOF PLANTROOM B21 | LIVE AREA | Electrical | MCP DB | 1 |  |  | T 1 - DB 0272 |  |  |  | POOR
PIER 3 | ZONE 409 | ROOF PLANTROOM B21 | LIVE AREA | Electrical | METER | 1 |  |  | ID 004470 |  |  |  | AVERAGE
PIER 3 | ZONE 409 | ROOF PLANTROOM B21 | LIVE AREA | Electrical | OVERIDE PANEL | 1 |  | AHU-18 | NO REF |  |  |  | P00R
PIER 3 | ZONE 409 | ROOF PLANTROOM B21 | LIVE AREA | Electrical | DAU | 1 |  |  | DAU 3112 |  |  |  | AVERAGE
PIER 3 | ZONE 409 | ROOF PLANTROOM B21 | LIVE AREA | Electrical | DAU | 1 |  |  | DAU 3113 |  |  |  | AVERAGE
PIER 3 | ZONE 409 | ROOF PLANTROOM B21 | LIVE AREA | Electrical | DAU | 1 |  |  | DAU 3117 |  |  |  | AVERAGE
PIER 3 | ZONE 409 | ROOF PLANTROOM B21 | LIVE AREA | Electrical | DAU | 1 |  |  | DAU 3118 |  |  |  | AVERAGE
PIER 3 | ZONE 409 | ROOF PLANTROOM B21 | LIVE AREA | Fire | FIRE ALARM PUBLIC ADDRESS SYSTEM | 1 |  | R-10 | PIER 3 APRON P/ROOM C21 |  |  |  | AVERAGE
PIER 3 | ZONE 409 | ROOF PLANTROOM B21 | LIVE AREA | Fire | FIRE PANEL | 1 |  |  | FAP 202 | GENT |  |  | AVERAGE
PIER 3 | ZONE 409 | ROOF PLANTROOM B21 | LIVE AREA | Fire | FIRE PUBLIC ADDRESS BATTERY UNIT…. | 1 |  |  | NO REF |  |  |  | AVERAGE
PIER 3 | ZONE 409 | ROOF PLANTROOM B21 | LIVE AREA | Fire | FIU | 1 |  |  | 2025-058 | GENT | 34415 |  | AVERAGE
PIER 3 | ZONE 409 | ROOF PLANTROOM B21 | LIVE AREA | Fire | FIU | 1 |  |  | 2025-059 | GENT | 34415 |  | AVERAGE
PIER 3 | ZONE 409 | ROOF PLANTROOM B21 | LIVE AREA | Fire | FIU | 1 |  |  | 2025-060 | GENT | 34415 |  | AVERAGE
PIER 3 | ZONE 409 | ROOF PLANTROOM B21 | LIVE AREA | Fire | FIRE ALARM INTERFACE PANEL | 1 |  |  | GATE B21 |  |  |  | AVERAGE
PIER 3 | ZONE 409 | ROOF PLANTROOM B21 | LIVE AREA | IT | BT COMMS CAB | 1 |  |  | 12026 |  |  |  | AVERAGE
PIER 3 | ZONE 409 | ROOF PLANTROOM B21 | LIVE AREA | IT | BT COMMS CAB | 1 |  |  | 10872 |  |  |  | AVERAGE
PIER 3 | ZONE 409 | ROOF PLANTROOM B21 | LIVE AREA | IT | BT COMMS PANEL | 1 |  |  | DP 3383 |  |  |  | AVERAGE
PIER 3 | ZONE 409 | ROOF PLANTROOM B21 | LIVE AREA | HVAC | HVAC HANDLING UNIT | 1 |  | AHU 17 | 4130 N25446 |  |  |  | POOR
PIER 3 | ZONE 409 | ROOF PLANTROOM B21 | LIVE AREA | Fire | FIRE DOOR | 1 |  |  | NO REF |  |  |  | POOR
PIER 3 | ZONE 409 | ROOF PLANTROOM B21 | LIVE AREA | Electrical | EMGY SIGN | 1 |  |  | NO REF | POSELCO |  |  | POOR
PIER 3 | ZONE 409 | ROOF PLANTROOM B21 | LIVE AREA | Fire | SOUNDERS & BEACONS | 2 |  |  | 2025-017 / 014 |  |  |  | AVERAGE
PIER 3 | ZONE 409 | ROOF PLANTROOM B21 | LIVE AREA | Mechanical | L.H.P.W PIPEWORK | 1 |  |  | NO REF |  |  |  | POOR
PIER 3 | ZONE 409 | ROOF PLANTROOM B21 | LIVE AREA | Mechanical | C.H.W | 1 |  |  | NO REF |  |  |  | POOR
PIER 3 | ZONE 409 | ROOF PLANTROOM B21 | LIVE AREA | Electrical | NORMAL LIGHTING | 6 |  |  | NO REF |  |  |  | POOR
PIER 3 | ZONE 409 | ROOF PLANTROOM B21 | LIVE AREA | Electrical | NORMAL LIGHTING CONTR | 4 |  |  | NO REF |  |  |  | AVERAGE
PIER 3 | ZONE 409 | ROOF PLANTROOM B21 | LIVE AREA | Electrical | ELT | 2 |  |  | NO REF |  |  |  | POOR
PIER 3 | ZONE 409 | ROOF PLANTROOM B21 | LIVE AREA | Mechanical | ROLLER SHUTTERS | 1 |  |  | NO REF |  |  |  | POOR
PIER 3 | ZONE 410 | MAIN ROOFTOP AREA | LIVE AREA | Mechanical | COLD WATER TANK 118A | 2 |  |  | 6519754 | HFC -134 |  |  | AVERAGE
PIER 3 | ZONE 410 | MAIN ROOFTOP AREA | LIVE AREA | Electrical | NORMAL LIGHTING | 35 |  |  | NO REF |  |  |  | POOR
PIER 3 | ZONE 410 | MAIN ROOFTOP AREA | LIVE AREA | IT | CCTV | 1 |  |  | NO REF | TOUCHSTONE |  |  | AVERAGE
PIER 3 | ZONE 410 | MAIN ROOFTOP AREA | LIVE AREA | Mechanical | COLD WATER TANK 118A | 1 |  |  | 17688369 |  |  |  | AVERAGE
PIER 3 | ZONE 410 | MAIN ROOFTOP AREA | LIVE AREA | Electrical | 110 TRANSFORMER | 2 |  |  | NO REF | BLACKLEY ELECTRICS | TLW-1-S-16 |  | AVERAGE
PIER 3 | ZONE 410 | MAIN ROOFTOP AREA | LIVE AREA | Fire | PA/FA MARSHALLING BOX | 1 |  |  | NO REF |  |  |  | AVERAGE
PIER 3 | ZONE 410 | MAIN ROOFTOP AREA | LIVE AREA | Electrical | SWITCH PANEL / HOT SMOKE FAN | 1 |  |  | E14A & E14B |  |  |  | POOR
PIER 3 | ZONE 410 | MAIN ROOFTOP AREA | LIVE AREA | Electrical | MAINS SWITCH BOARD DB | 1 |  |  | NO REF |  |  |  | POOR
PIER 3 | ZONE 410 | MAIN ROOFTOP AREA | LIVE AREA | Electrical | METER | 1 |  |  | NO REF | ELSTER | 400/5 LD10 |  | AVERAGE
PIER 3 | ZONE 410 | MAIN ROOFTOP AREA | LIVE AREA | Electrical | MAINS SWITCH BOARD DB | 1 |  |  | REF 6T A/B/ 7S |  |  |  | POOR
PIER 3 | ZONE 410 | MAIN ROOFTOP AREA | LIVE AREA | Electrical | DB | 1 |  |  | E1 / G CB9 |  |  |  | POOR
PIER 3 | ZONE 410 | MAIN ROOFTOP AREA | LIVE AREA | Fire | VOICE ALARM PANEL | 1 |  |  | NO REF | AUDIX |  |  | AVERAGE
PIER 3 | ZONE 410 | MAIN ROOFTOP AREA | LIVE AREA | Fire | SOUNDERS & BEACONS | 2 |  |  | NO REF |  |  |  | AVERAGE
PIER 3 | ZONE 410 | MAIN ROOFTOP AREA | LIVE AREA | Fire | FIU | 2 |  |  | NO REF | GENT | 34415 |  | AVERAGE
PIER 3 | ZONE 410 | MAIN ROOFTOP AREA | LIVE AREA | HVAC | INVERTER | 3 |  |  | NO REF | MITSUBISHI | PUHZ - P140VHA2 |  | AVERAGE
PIER 3 | ZONE 410 | MAIN ROOFTOP AREA | LIVE AREA | HVAC | INVERTER | 1 |  |  | NO REF | MITSUBISHI | SUZ - KA50VA2 |  | AVERAGE
PIER 3 | ZONE 410 | MAIN ROOFTOP AREA | LIVE AREA | HVAC | INVERTER | 1 |  |  | NO REF | MITSUBISHI | PUHZ - RP1.6VHA |  | AVERAGE
PIER 3 | ZONE 410 | MAIN ROOFTOP AREA | LIVE AREA | HVAC | INVERTER | 2 |  |  | NO REF | DAIKIN | RZQ125 B8 WIB |  | AVERAGE
PIER 3 | ZONE 410 | MAIN ROOFTOP AREA | LIVE AREA | HVAC | INVERTER | 1 |  |  | NO REF | MITSUBISHI | PUHZ-P300YJM-A |  | AVERAGE
PIER 3 | ZONE 410 | MAIN ROOFTOP AREA | LIVE AREA | HVAC | AIR HANDLING UNIT | 1 |  | AC E14 | NO REF |  |  | 6-539781-03E | POOR
PIER 3 | ZONE 410 | MAIN ROOFTOP AREA | LIVE AREA | HVAC | AIR HANDLING UNIT | 1 |  | AC 20 | NO REF | GEA |  |  | POOR
PIER 3 | ZONE 410 | MAIN ROOFTOP AREA | LIVE AREA | HVAC | AIR HANDLING UNIT | 1 |  | AC 12 | NO REF |  |  |  | POOR
PIER 3 | ZONE 410 | MAIN ROOFTOP AREA | LIVE AREA | HVAC | AIR HANDLING UNIT | 1 |  | AC 13 | NO REF |  |  |  | POOR
PIER 3 | ZONE 410 | MAIN ROOFTOP AREA | LIVE AREA | Electrical | HVAC VLT DRIVE PANEL | 1 |  |  | NO REF |  | PN 131F2423 | 010117G204 | AVERAGE
PIER 3 | ZONE 410 | MAIN ROOFTOP AREA | LIVE AREA | Electrical | HVAC VLT DRIVE PANEL | 1 |  |  | NO REF |  | PN 131F2423 | 011304G487 | AVERAGE
PIER 3 | ZONE 410 | MAIN ROOFTOP AREA | LIVE AREA | Electrical | HVAC VLT DRIVE PANEL | 1 |  |  | NO REF |  | PN 131Z2168 | 010215G311 | AVERAGE
PIER 3 | ZONE 410 | MAIN ROOFTOP AREA | LIVE AREA | Electrical | HVAC VLT DRIVE PANEL | 1 |  |  | NO REF |  |  |  | AVERAGE
PIER 3 | ZONE 410 | MAIN ROOFTOP AREA | LIVE AREA | Electrical | 110 TRANSFORMER | 1 |  |  | NO REF | BLACKLEY ELECTRICS | TH - 1 -S1 -16 -WT |  | POOR
PIER 3 | ZONE 410 | MAIN ROOFTOP AREA | LIVE AREA | Electrical | 110 TRANSFORMER | 1 |  |  | NO REF | BLACKLEY ELECTRICS | TH - 1 -S1 -16 -WT |  | POOR
PIER 3 | ZONE 410 | MAIN ROOFTOP AREA | LIVE AREA | Electrical | NORMAL LIGHTING | 18 |  |  | NO REF |  |  |  | POOR
PIER 4 | ZONE E 50 | GATE 2 & 4 PLANTROOM | LIVE AREA | IT | CCTV PANEL | 1 |  |  | NO REF |  |  |  | AVERAGE
PIER 4 | ZONE E 50 | GATE 2 & 4 PLANTROOM | LIVE AREA | Fire | FIU | 1 |  |  | 1041-47 | GENT | 34415 |  | AVERAGE
PIER 4 | ZONE E 50 | GATE 2 & 4 PLANTROOM | LIVE AREA | Electrical | METER (VODAFONE) | 1 |  |  | ID 004298 |  |  |  | AVERAGE
PIER 4 | ZONE E 50 | GATE 2 & 4 PLANTROOM | LIVE AREA | IT | COMMS CAB | 1 |  | VODAFONE AMPLIFIER | NO REF |  |  |  | POOR
PIER 4 | ZONE E 50 | GATE 2 & 4 PLANTROOM | LIVE AREA | Fire | FIRE PANEL | 1 |  |  | NO REF | GALAS DEVELOPMENTS |  |  | POOR
PIER 4 | ZONE E 50 | GATE 2 & 4 PLANTROOM | LIVE AREA | Fire | FIU | 1 |  |  | 1041- 48 | GENT | 34415 |  | AVERAGE
PIER 4 | ZONE E 50 | GATE 2 & 4 PLANTROOM | LIVE AREA | Electrical | ISOLATOR | 1 |  |  | NO REF | EXCEL 32A |  |  | AVERAGE
PIER 4 | ZONE E 50 | GATE 2 & 4 PLANTROOM | LIVE AREA | Fire | FIU | 1 |  |  | 1041-43 | GENT | 34415 |  | AVERAGE
PIER 4 | ZONE E 50 | GATE 2 & 4 PLANTROOM | LIVE AREA | Fire | FIRE DOOR | 1 |  |  | T 1 - FDR 0132 |  |  |  | POOR
PIER 4 | ZONE E 50 | GATE 2 & 4 PLANTROOM | LIVE AREA | Fire | FIRE DOOR | 1 |  |  | NO REF |  |  |  | POOR
PIER 4 | ZONE E 50 | GATE 2 & 4 PLANTROOM | LIVE AREA | Electrical | DIU | 1 |  |  | NO REF |  |  |  | AVERAGE
PIER 4 | ZONE E 50 | GATE 2 & 4 PLANTROOM | LIVE AREA | Electrical | EMGY SIGN | 1 |  |  | NO REF |  |  |  | AVERAGE
PIER 4 | ZONE E 50 | GATE 2 & 4 PLANTROOM | LIVE AREA | IT | BT COMMS PANEL | 1 |  |  | DP 4382 |  |  |  | POOR
PIER 4 | ZONE E 50 | GATE 2 & 4 PLANTROOM | LIVE AREA | Electrical | BATTERY UPS PANEL | 1 |  |  | UPS-S12520MRX |  |  |  | AVERAGE
PIER 4 | ZONE E 50 | GATE 2 & 4 PLANTROOM | LIVE AREA | Electrical | DB | 1 |  |  | T 1 - DB 0117 |  |  |  | POOR
PIER 4 | ZONE E 50 | GATE 2 & 4 PLANTROOM | LIVE AREA | Electrical | DB | 1 |  |  | T 1 - DB 0118 |  |  |  | POOR
PIER 4 | ZONE E 50 | GATE 2 & 4 PLANTROOM | LIVE AREA | Electrical | DB | 1 |  |  | T 1 - DB 0119 |  |  |  | POOR
PIER 4 | ZONE E 50 | GATE 2 & 4 PLANTROOM | LIVE AREA | Electrical | DAU | 1 |  |  | 4201 |  |  |  | GOD
PIER 4 | ZONE E 50 | GATE 2 & 4 PLANTROOM | LIVE AREA | Electrical | DAU | 1 |  |  | 4203 |  |  |  | GOOD
PIER 4 | ZONE E 50 | GATE 2 & 4 PLANTROOM | LIVE AREA | Electrical | DAU | 1 |  |  | 4204 |  |  |  | GOOD
PIER 4 | ZONE E 50 | GATE 2 & 4 PLANTROOM | LIVE AREA | Electrical | METER. | 1 |  |  | ID 002450 |  |  |  | AVERAGE
PIER 4 | ZONE E 50 | GATE 2 & 4 PLANTROOM | LIVE AREA | Electrical | METER | 1 |  |  | ID 004283 |  |  |  | AVERAGE
PIER 4 | ZONE E 50 | GATE 2 & 4 PLANTROOM | LIVE AREA | Electrical | METER | 1 |  |  | ID 004282 |  |  |  | AVERAGE
PIER 4 | ZONE E 50 | GATE 2 & 4 PLANTROOM | LIVE AREA | IT | COMMS PANEL | 1 |  |  | FL24 - 65 - SLA |  |  |  | AVERAGE
PIER 4 | ZONE E 50 | GATE 2 & 4 PLANTROOM | LIVE AREA | Electrical | SUPPLY PANEL | 1 |  |  | PUMP LV37-B4-R6 |  |  |  | AVERAGE
PIER 4 | ZONE E 50 | GATE 2 & 4 PLANTROOM | LIVE AREA | Electrical | LIGHTING CONTACTOR PANEL | 1 |  |  | NO REF |  |  |  | AVERAGE
PIER 4 | ZONE E 50 | GATE 2 & 4 PLANTROOM | LIVE AREA | Electrical | MONITORING UNIT | 1 |  |  | LV 37 -4-A4-8R, 37-4-C42R , 37-4-A42Y. |  |  |  | AVERAGE
PIER 4 | ZONE E 50 | GATE 2 & 4 PLANTROOM | LIVE AREA | Electrical | DAU | 1 |  |  | 4211 |  |  |  | GOOD
PIER 4 | ZONE E 50 | GATE 2 & 4 PLANTROOM | LIVE AREA | Electrical | DAU | 1 |  |  | 4212 |  |  |  | GOOD
PIER 4 | ZONE E 50 | GATE 2 & 4 PLANTROOM | LIVE AREA | Electrical | DAU | 1 |  |  | 4213 |  |  |  | GOOD
PIER 4 | ZONE E 50 | GATE 2 & 4 PLANTROOM | LIVE AREA | Electrical | DAU | 1 |  |  | 4218 |  |  |  | GOOD
PIER 4 | ZONE E 50 | GATE 2 & 4 PLANTROOM | LIVE AREA | Electrical | DB | 1 |  |  | T 1 - DB 0128 |  |  |  | POOR
PIER 4 | ZONE E 50 | GATE 2 & 4 PLANTROOM | LIVE AREA | Electrical | DB | 1 |  |  | T 1 -DB 0129 |  |  |  | POOR
PIER 4 | ZONE E 50 | GATE 2 & 4 PLANTROOM | LIVE AREA | Electrical | METER | 1 |  |  | ID 004302 |  |  |  | AVERAGE
PIER 4 | ZONE E 50 | GATE 2 & 4 PLANTROOM | LIVE AREA | Electrical | METER | 1 |  |  | ID 004299 |  |  |  | AVERAGE
PIER 4 | ZONE E 50 | GATE 2 & 4 PLANTROOM | LIVE AREA | Electrical | CONTROL PANEL 19 | 1 |  |  | LV 37 - 4 -MCCC3 |  |  |  | POOR
PIER 4 | ZONE E 50 | GATE 2 & 4 PLANTROOM | LIVE AREA | Electrical | CONTROL PANEL 20 | 1 |  |  | LV 37 -18-5 |  |  |  | POOR
PIER 4 | ZONE E 50 | GATE 2 & 4 PLANTROOM | LIVE AREA | Electrical | ALARM VOICE PA | 1 |  |  | NO 62 R-13 |  |  |  | AVERAGE
PIER 4 | ZONE E 50 | GATE 2 & 4 PLANTROOM | LIVE AREA | Electrical | DB | 1 |  |  | T 1 - DB 0124 |  |  |  | POOR
PIER 4 | ZONE E 50 | GATE 2 & 4 PLANTROOM | LIVE AREA | Electrical | DB | 1 |  |  | T 1 - DB 0125 |  |  |  | POOR
PIER 4 | ZONE E 50 | GATE 2 & 4 PLANTROOM | LIVE AREA | Fire | FIRE DOOR | 1 |  |  | T 1 - FDR 0133 |  |  |  | POOR
PIER 4 | ZONE E 50 | GATE 2 & 4 PLANTROOM | LIVE AREA | Electrical | SWITCH PANEL | 1 |  |  | P4 8 EMRGY CIR 1 |  |  |  | AVERAGE
PIER 4 | ZONE E 50 | GATE 2 & 4 PLANTROOM | LIVE AREA | Electrical | SWITCH PANEL | 1 |  |  | P4 8 EMRGY CIR 2 |  |  |  | AVERAGE
PIER 4 | ZONE E 50 | GATE 2 & 4 PLANTROOM | LIVE AREA | IT | BA COMMS | 1 |  |  | E/D F.I.N.D BOX NO P4-H |  |  |  | POOR
PIER 4 | ZONE E 50 | GATE 2 & 4 PLANTROOM | LIVE AREA | Electrical | DB | 1 |  |  | T 1 - 0122 |  |  |  | POOR
PIER 4 | ZONE E 50 | GATE 2 & 4 PLANTROOM | LIVE AREA | Electrical | SWITCH BOARD | 1 |  |  | 2 GATEROOM B2 X2 |  |  |  | POOR
PIER 4 | ZONE E 50 | GATE 2 & 4 PLANTROOM | LIVE AREA | Electrical | SWITCH BOARD | 1 |  |  | 4 GATEROOM B4 X2 |  |  |  | POOR
PIER 4 | ZONE E 50 | GATE 2 & 4 PLANTROOM | LIVE AREA | Electrical | PANEL | 1 |  |  | ROAD LIGHTING C4-B1 |  |  |  | POOR
PIER 4 | ZONE E 50 | GATE 2 & 4 PLANTROOM | LIVE AREA | Electrical | DB | 1 |  |  | T 1 - DB 0121 |  |  |  | POOR
PIER 4 | ZONE E 50 | GATE 2 & 4 PLANTROOM | LIVE AREA | Electrical | DB | 1 |  |  | T 1 - DB0123 |  |  |  | POOR
PIER 4 | ZONE E 50 | GATE 2 & 4 PLANTROOM | LIVE AREA | Electrical | DB | 1 |  |  | T 1 - DB 0127 |  |  |  | POOR
PIER 4 | ZONE E 50 | GATE 2 & 4 PLANTROOM | LIVE AREA | Electrical | ISOLATOR | 1 |  |  | JETTY A 37-4-40 |  |  |  | AVERAGE
PIER 4 | ZONE E 50 | GATE 2 & 4 PLANTROOM | LIVE AREA | Electrical | ISOLATOR | 1 |  |  | JETTY B ? |  |  |  | AVERAGE
PIER 4 | ZONE E 50 | GATE 2 & 4 PLANTROOM | LIVE AREA | Electrical | SUPPLY PANEL | 1 |  |  | LV37 -4 MCC 3 SUPPLY |  |  |  | AVERAGE
PIER 4 | ZONE E 50 | GATE 2 & 4 PLANTROOM | LIVE AREA | Electrical | SWITCH PANEL | 1 |  |  | FUSE SWITCH B2 |  |  |  | POOR
PIER 4 | ZONE E 50 | GATE 2 & 4 PLANTROOM | LIVE AREA | Electrical | SWITCH PANEL | 1 |  |  | FUSE SWITCH C2 |  |  |  | POOR
PIER 4 | ZONE E 50 | GATE 2 & 4 PLANTROOM | LIVE AREA | Electrical | PANEL | 1 |  |  | JETTY B 37-3-2D NOSE LOADER |  |  |  | AVERAGE
PIER 4 | ZONE E 50 | GATE 2 & 4 PLANTROOM | LIVE AREA | Electrical | ISOLATOR | 1 |  |  | LV 37 -SWITCH NO3 |  |  |  | POOR
PIER 4 | ZONE E 50 | GATE 2 & 4 PLANTROOM | LIVE AREA | Electrical | ISOLATOR | 1 |  |  | SWITCH BOARD NO 2 |  |  |  | POOR
PIER 4 | ZONE E 50 | GATE 2 & 4 PLANTROOM | LIVE AREA | Electrical | ISOLATOR | 1 |  |  | PLANTROOM NO 4 |  |  |  | POOR
PIER 4 | ZONE E 50 | GATE 2 & 4 PLANTROOM | LIVE AREA | Electrical | ELT | 3 |  |  | NO REF |  |  |  | POOR
PIER 4 | ZONE E 50 | GATE 2 & 4 PLANTROOM | LIVE AREA | Electrical | NORMAL LIGHTING | 6 |  |  | NO REF |  |  |  | POOR
PIER 4 | ZONE E 50 | GATE 2 & 4 PLANTROOM | LIVE AREA | IT | SALTO | 1 |  |  | NO REF |  |  |  | GOOD
T1 MAIN BUILDING A/S | ZONE 195 | MYS SQ & FCC LINK | LIVE AREA | Electrical | NORMAL LIGHTING | 125 | [6 empty] | AVERAGE
T1 MAIN BUILDING A/S | ZONE 195 | MYS SQ & FCC LINK | LIVE AREA | Fire | FIRE DOOR | 1 |  |  | T 1 -FDR 0631 |  |  |  | AVERAGE
T1 MAIN BUILDING A/S | ZONE 195 | MYS SQ & FCC LINK | LIVE AREA | Fire | FIRE DOOR | 1 |  |  | T 1 -FDR 0630 |  |  |  | AVERAGE
T1 MAIN BUILDING A/S | ZONE 195 | MYS SQ & FCC LINK | LIVE AREA | Fire | FIRE DOOR | 1 |  |  | NO REF |  |  |  | AVERAGE
T1 MAIN BUILDING A/S | ZONE 195 | MYS SQ & FCC LINK | LIVE AREA | Fire | FIRE DOOR | 1 |  |  | 11103-WLL-FDR10003 |  |  |  | AVERAGE
T1 MAIN BUILDING A/S | ZONE 195 | MYS SQ & FCC LINK | LIVE AREA | Electrical | EMRGY SIGN | 1 |  |  | MB-1F-49-CB-30W |  |  |  | AVERAGE
T1 MAIN BUILDING A/S | ZONE 195 | MYS SQ & FCC LINK | LIVE AREA | Electrical | EMRGY SIGN | 1 |  |  | MB-1F-48-CB-30W |  |  |  | AVERAGE
T1 MAIN BUILDING A/S | ZONE 195 | MYS SQ & FCC LINK | LIVE AREA | Electrical | Static Signage | 2 |  | GATES B27-B49 | NO REF |  |  |  | AVERAGE
T1 MAIN BUILDING A/S | ZONE 195 | MYS SQ & FCC LINK | LIVE AREA | LEPC | T1 PAXCON 19 | 1 |  |  | HAL 6100485 |  |  |  | AVERAGE
T1 MAIN BUILDING A/S | ZONE 195 | MYS SQ & FCC LINK | LIVE AREA | Electrical | EMRGY SIGN | 1 |  |  | MB-1F-50-CB-15W |  |  |  | AVERAGE
T1 MAIN BUILDING A/S | ZONE 195 | MYS SQ & FCC LINK | LIVE AREA | Electrical | Static Signage | 1 |  | AIRLINE DESKS 101-122 / RESERVED SEATING | NO REF |  |  |  | AVERAGE
T1 MAIN BUILDING A/S | ZONE 195 | MYS SQ & FCC LINK | LIVE AREA | Electrical | Static Signage | 1 |  | AIRLINE LOUNGES | NO REF |  |  |  | AVERAGE
T1 MAIN BUILDING A/S | ZONE 195 | MYS SQ & FCC LINK | LIVE AREA | Electrical | Static Signage | 1 |  | GATES 1-21 / GATES 60-90 | NO REF |  |  |  | AVERAGE
T1 MAIN BUILDING A/S | ZONE 195 | MYS SQ & FCC LINK | LIVE AREA | Electrical | Static Signage | 1 |  | GATES 16-21 | NO REF |  |  |  | AVERAGE
T1 MAIN BUILDING A/S | ZONE 195 | MYS SQ & FCC LINK | LIVE AREA | Electrical | Static Signage | 1 |  | GATES 1-12 &60-90 / TOILETS | NO REF |  |  |  | AVERAGE
T1 MAIN BUILDING A/S | ZONE 195 | MYS SQ & FCC LINK | LIVE AREA | IT | CCTV | 1 |  |  | NO REF |  |  |  | AVERAGE
T1 MAIN BUILDING A/S | ZONE 195 | MYS SQ & FCC LINK | LIVE AREA | LEPC | T1 PAX LIFT 45 | 1 |  |  | 6100530 |  |  |  | AVERAGE
T1 MAIN BUILDING A/S | ZONE 195 | MYS SQ & FCC LINK | LIVE AREA | IT | CCTV | 1 |  |  | NO REF | TOUCHSTONE ELECTRONICS |  |  | AVERAGE
T1 MAIN BUILDING A/S | ZONE 195 | MYS SQ & FCC LINK | LIVE AREA | Electrical | EMRGY SIGN | 1 |  |  | MB-1F-45-SC-58W |  |  |  | AVERAGE
T1 MAIN BUILDING A/S | ZONE 195 | MYS SQ & FCC LINK | LIVE AREA | IT | CCTV | 1 |  |  | CCTV-ICD-10977 | SONY |  |  | AVERAGE
T1 MAIN BUILDING A/S | ZONE 195 | MYS SQ & FCC LINK | LIVE AREA | Electrical | Static Signage | 1 |  | SPECIAL ASSISTANCE | NO REF |  |  |  | AVERAGE
T1 MAIN BUILDING A/S | ZONE 195 | MYS SQ & FCC LINK | LIVE AREA | Electrical | CHECK IN DESK | 1 |  |  | NO REF |  |  |  | AVERAGE
T1 MAIN BUILDING A/S | ZONE 195 | MYS SQ & FCC LINK | LIVE AREA | Electrical | TV | 1 |  |  | NO REF | NEC |  |  | GOOD
T1 MAIN BUILDING A/S | ZONE 195 | MYS SQ & FCC LINK | LIVE AREA | IT | ECAP | 1 |  |  | OS-ECAP2331-A1 |  |  |  | GOOD
T1 MAIN BUILDING A/S | ZONE 195 | MYS SQ & FCC LINK | LIVE AREA | Electrical | Static Signage | 2 |  | AIRLINE LOUNGES BY INVITION | NO REF |  |  |  | AVERAGE
T1 MAIN BUILDING A/S | ZONE 195 | MYS SQ & FCC LINK | LIVE AREA | Electrical | Static Signage | 1 |  | ALL DEPATURE GATES / TOILETS | NO REF |  |  |  | AVERAGE
T1 MAIN BUILDING A/S | ZONE 195 | MYS SQ & FCC LINK | LIVE AREA | Electrical | CHECK IN DESK | 1 |  |  | LHR1TD17 |  |  |  | AVERAGE
T1 MAIN BUILDING A/S | ZONE 195 | MYS SQ & FCC LINK | LIVE AREA | Electrical | CHECK IN DESK | 1 |  |  | LHR1TD18 |  |  |  | AVERAGE
T1 MAIN BUILDING A/S | ZONE 195 | MYS SQ & FCC LINK | LIVE AREA | Electrical | CHECK IN DESK | 1 |  |  | LHR1TD19 |  |  |  | AVERAGE
T1 MAIN BUILDING A/S | ZONE 195 | MYS SQ & FCC LINK | LIVE AREA | Electrical | CHECK IN DESK | 1 |  |  | LHR1TD20 |  |  |  | AVERAGE
T1 MAIN BUILDING A/S | ZONE 195 | MYS SQ & FCC LINK | LIVE AREA | Electrical | CHECK IN DESK | 1 |  |  | LHR1TD21 |  |  |  | AVERAGE
T1 MAIN BUILDING A/S | ZONE 195 | MYS SQ & FCC LINK | LIVE AREA | Electrical | CHECK IN DESK | 1 |  |  | LHR1TD22 |  |  |  | AVERAGE
T1 MAIN BUILDING A/S | ZONE 195 | MYS SQ & FCC LINK | LIVE AREA | IT | FIDS | 1 |  |  | NO REF | NEC | 2690WUXI |  | GOOD
T1 MAIN BUILDING A/S | ZONE 195 | MYS SQ & FCC LINK | LIVE AREA | IT | FIDS | 1 |  |  | NO REF | NEC | 2690WUXI |  | GOOD
T1 MAIN BUILDING A/S | ZONE 195 | MYS SQ & FCC LINK | LIVE AREA | IT | FIDS | 1 |  |  | NO REF | NEC | 2690WUXI |  | GOOD
T1 MAIN BUILDING A/S | ZONE 195 | MYS SQ & FCC LINK | LIVE AREA | IT | FIDS | 1 |  |  | NO REF | NEC | 2690WUXI |  | GOOD
T1 MAIN BUILDING A/S | ZONE 195 | MYS SQ & FCC LINK | LIVE AREA | IT | FIDS | 1 |  |  | NO REF | NEC | 2690WUXI |  | GOOD
T1 MAIN BUILDING A/S | ZONE 195 | MYS SQ & FCC LINK | LIVE AREA | IT | FIDS | 1 |  |  | NO REF | NEC | 2690WUXI |  | GOOD
T1 MAIN BUILDING A/S | ZONE 195 | MYS SQ & FCC LINK | LIVE AREA | Electrical | CHECK IN DESK | 1 |  |  | LHR1TD04 |  |  |  | AVERAGE
T1 MAIN BUILDING A/S | ZONE 195 | MYS SQ & FCC LINK | LIVE AREA | Electrical | CHECK IN DESK | 1 |  |  | LHR1TD05 |  |  |  | AVERAGE
T1 MAIN BUILDING A/S | ZONE 195 | MYS SQ & FCC LINK | LIVE AREA | Electrical | CHECK IN DESK | 1 |  |  | LHR1TD06 |  |  |  | AVERAGE
T1 MAIN BUILDING A/S | ZONE 195 | MYS SQ & FCC LINK | LIVE AREA | Electrical | CHECK IN DESK | 1 |  |  | LHR1TDO7 |  |  |  | AVERAGE
T1 MAIN BUILDING A/S | ZONE 195 | MYS SQ & FCC LINK | LIVE AREA | Electrical | CHECK IN DESK | 1 |  |  | LHR1TD08 |  |  |  | AVERAGE
T1 MAIN BUILDING A/S | ZONE 195 | MYS SQ & FCC LINK | LIVE AREA | Electrical | CHECK IN DESK | 1 |  |  | LHR1TD09 |  |  |  | AVERAGE
T1 MAIN BUILDING A/S | ZONE 195 | MYS SQ & FCC LINK | LIVE AREA | Electrical | CHECK IN DESK | 1 |  |  | LHR1TD10 |  |  |  | AVERAGE
T1 MAIN BUILDING A/S | ZONE 195 | MYS SQ & FCC LINK | LIVE AREA | Electrical | CHECK IN DESK | 1 |  |  | LHR1TD11 |  |  |  | AVERAGE
T1 MAIN BUILDING A/S | ZONE 195 | MYS SQ & FCC LINK | LIVE AREA | Electrical | CHECK IN DESK | 1 |  |  | LHR1TD12 |  |  |  | AVERAGE
T1 MAIN BUILDING A/S | ZONE 195 | MYS SQ & FCC LINK | LIVE AREA | Electrical | CHECK IN DESK | 1 |  |  | LHR1TD13 |  |  |  | AVERAGE
T1 MAIN BUILDING A/S | ZONE 195 | MYS SQ & FCC LINK | LIVE AREA | Electrical | CHECK IN DESK | 1 |  |  | LHR1TD14 |  |  |  | AVERAGE
T1 MAIN BUILDING A/S | ZONE 195 | MYS SQ & FCC LINK | LIVE AREA | Electrical | CHECK IN DESK | 1 |  |  | LHR1TD15 |  |  |  | AVERAGE
T1 MAIN BUILDING A/S | ZONE 195 | MYS SQ & FCC LINK | LIVE AREA | Electrical | CHECK IN DESK | 1 |  |  | LHR1TD16 |  |  |  | AVERAGE
T1 MAIN BUILDING A/S | ZONE 195 | MYS SQ & FCC LINK | LIVE AREA | IT | FIDS | 16 |  |  | NO REF | NEC | 2690WUX1 |  | GOOD
T 1 MAIN BUILING A/S | ZONE 197 | NEW IDL | LIVE AREA | IT | WLAN | 1 |  |  | NO REF |  |  |  | GOOD
T 1 MAIN BUILING A/S | ZONE 197 | NEW IDL | LIVE AREA | Electrical | NORMAL LIGHTING | 253 |  |  | NO REF |  |  |  | POOR
T 1 MAIN BUILING A/S | ZONE 197 | NEW IDL | LIVE AREA | Electrical | EMRGY SIGN | 4 |  |  | NO REF |  |  |  | AVERAGE
T 1 MAIN BUILING A/S | ZONE 197 | NEW IDL | LIVE AREA | Electrical | ELT | 20 |  |  | NO REF |  |  |  | AVERAGE
T 1 MAIN BUILING A/S | ZONE 197 | NEW IDL | LIVE AREA | Electrical | EMRGY SIGN | 1 |  |  | NO 139 |  |  |  | AVERAGE
T 1 MAIN BUILING A/S | ZONE 197 | NEW IDL | LIVE AREA | Electrical | EMRGY SIGN | 1 |  |  | ID NO 138 |  |  |  | AVERAGE
T 1 MAIN BUILING A/S | ZONE 197 | NEW IDL | LIVE AREA | Electrical | Static Signage | 1 |  | GATES 2 & 5 | ID NO REF |  |  |  | AVERAGE
T 1 MAIN BUILING A/S | ZONE 197 | NEW IDL | LIVE AREA | Electrical | Static Signage | 3 |  | GATES 16-21 / GATES B27 - B49 | NO REF |  |  |  | AVERAGE
T 1 MAIN BUILING A/S | ZONE 197 | NEW IDL | LIVE AREA | IT | CCTV | 2 |  |  | NO REF |  |  |  | AVERAGE
T 1 MAIN BUILING A/S | ZONE 197 | NEW IDL | LIVE AREA | IT | WLAN | 1 |  |  | LHR1168T1-A1-AP00250 |  |  |  | GOOD
T 1 MAIN BUILING A/S | ZONE 197 | NEW IDL | LIVE AREA | Electrical | Static Signage | 1 |  | AIRLINE LOUNGES/ BY INVITATION ONLY.. | NO REF |  |  |  | AVERAGE
T 1 MAIN BUILING A/S | ZONE 197 | NEW IDL | LIVE AREA | Electrical | NORMAL LIGHTING CONTROL | 3 |  |  | NO REF |  |  |  | AVERAGE
T 1 MAIN BUILING A/S | ZONE 197 | NEW IDL | LIVE AREA | Electrical | EMRGY SIGN | 1 | JUNE 1 |  | NO REF |  |  |  | AVERAGE
T 1 MAIN BUILING A/S | ZONE 197 | OLD IDL | LIVE AREA | Electrical | NORMAL LIGHTING | 220 |  |  | NO REF |  |  |  | AVERAGE
T 1 MAIN BUILING A/S | ZONE 197 | OLD IDL | LIVE AREA | Electrical | Static Signage | 1 |  | AIRLINE LOUNGES/ BY INVITATION ONLY.. | NO REF |  |  |  | AVERAGE
T 1 MAIN BUILING A/S | ZONE 197 | OLD IDL | LIVE AREA | Electrical | Static Signage | 1 |  | GATES B27 - B49 / TOILETS | NO REF |  |  |  | AVERAGE
T 1 MAIN BUILING A/S | ZONE 197 | OLD IDL | LIVE AREA | IT | CCTV | 1 |  |  | CCTV-ICD-10893 |  |  |  | AVERAGE
T 1 MAIN BUILING A/S | ZONE 197 | OLD IDL | LIVE AREA | Electrical | Static Signage | 1 |  | GATES 16 - 21 | NO REF |  |  |  | AVERAGE
T 1 MAIN BUILING A/S | ZONE 197 | OLD IDL | LIVE AREA | Electrical | EMRGY SIGN | 1 |  |  | MB-1F-46-SC-30W |  |  |  | AVERAGE
T 1 MAIN BUILING A/S | ZONE 197 | OLD IDL | LIVE AREA | Fire | FIU | 1 |  |  | NO REF | GENT | 34415 |  | AVERAGE
T 1 MAIN BUILING A/S | ZONE 197 | OLD IDL | LIVE AREA | IT | INTERNET SCREEN | 1 |  |  | 147427 |  |  |  | AVERAGE
T 1 MAIN BUILING A/S | ZONE 197 | OLD IDL | LIVE AREA | IT | INTERNET SCREEN | 1 |  |  | 147429 |  |  |  | AVERAGE
T 1 MAIN BUILING A/S | ZONE 197 | OLD IDL | LIVE AREA | IT | INTERNET SCREEN | 1 |  |  | 147425 |  |  |  | AVERAGE
T 1 MAIN BUILING A/S | ZONE 197 | OLD IDL | LIVE AREA | IT | INTERNET SCREEN | 1 |  |  | 147426 |  |  |  | AVERAGE
T 1 MAIN BUILING A/S | ZONE 197 | OLD IDL | LIVE AREA | IT | INTERNET SCREEN | 1 |  |  | 147428 |  |  |  | AVERAGE
T 1 MAIN BUILING A/S | ZONE 197 | OLD IDL | LIVE AREA | IT | INTERNET SCREEN | 1 |  |  | 147424 |  |  |  | AVERAGE
T 1 MAIN BUILING A/S | ZONE 197 | OLD IDL | LIVE AREA | IT | WLAN PANEL | 1 |  |  | LHR1030T1-A1-AP00046 |  |  |  | AVERAGE
T 1 MAIN BUILING A/S | ZONE 197 | OLD IDL | LIVE AREA | Electrical | EMRGY SIGN | 1 |  |  | NO REF |  |  |  | AVERAGE
T 1 MAIN BUILING A/S | ZONE 197 | OLD IDL | LIVE AREA | IT | WLAN PANEL | 1 |  |  | LHR1030T1-A1-AP00044 |  |  |  | AVERAGE
T 1 MAIN BUILING A/S | ZONE 197 | OLD IDL | LIVE AREA | Electrical | Static Signage | 2 |  | GATES 16 - 21 / GATES B27 - B 49 / TOILETS AIRELINE SERVICE DESKS | NO REF |  |  |  | AVERAGE
T 1 MAIN BUILING A/S | ZONE 197 | OLD IDL | LIVE AREA | IT | CCTV | 1 |  |  | NO REF | BOSCH |  |  | AVERAGE
T 1 MAIN BUILING A/S | ZONE 197 | OLD IDL | LIVE AREA | Electrical | Static Signage | 2 |  | CUTOMS / VAT EXPORTS / COMMERCIAL EXPORTS CUSTOMER ENQUIRES | NO REF |  |  |  | GOOD
T 1 MAIN BUILING A/S | ZONE 197 | OLD IDL | LIVE AREA | Electrical | EMRGY SIGN | 1 |  |  | 11134-SGN-SGS-STY10011 |  |  |  | AVERAGE
T 1 MAIN BUILING A/S | ZONE 197 | OLD IDL | LIVE AREA | Electrical | Static Signage | 1 |  | AIRLINE LOUNGES/ BY INVITATION ONLY.. | NO REF |  |  |  | AVERAGE
T 1 MAIN BUILING A/S | ZONE 197 | OLD IDL | LIVE AREA | Electrical | ELT | 11 |  |  | NO REF |  |  |  | AVERAGE
T 1 MAIN BUILING A/S | ZONE 197 | OLD IDL | LIVE AREA | IT | WLAN | 1 |  |  | LHR1167T1-A1-AP00040 |  |  |  | GOOD
T 1 MAIN BUILING A/S | ZONE 197 | OLD IDL | LIVE AREA | Electrical | Static Signage | 1 |  | AIRLINE SERVICE DESKS / AIRLINE LOUNGES | NO REF |  |  |  | AVERAGE
T 1 MAIN BUILING A/S | ZONE 197 | OLD IDL | LIVE AREA | IT | ECAP PANEL | 1 |  |  | OS-ECAP2331-A2 |  |  |  | AVERAGE
T 1 MAIN BUILING A/S | ZONE 197 | OLD IDL | LIVE AREA | Electrical | EMRGY SIGN | 1 |  |  | 11134-SGN-SGS-STY10012 |  |  |  | GOOD
T 1 MAIN BUILING A/S | ZONE 197 | OLD IDL | LIVE AREA | Electrical | Static Signage | 1 |  |  | 11134-SGN-SGS-PW10007 |  |  |  | GOOD
T 1 MAIN BUILING A/S | ZONE 197 | OLD IDL | LIVE AREA | IT | WLAN PANEL | 1 |  |  | LHR1030T1-A1-AP00042 |  |  |  | AVERAGE
T 1 MAIN BUILING A/S | ZONE 197 | OLD IDL | LIVE AREA | IT | WLAN | 1 |  |  | LHR1167T1-A1-AP00041 |  |  |  | GOOD
T 1 MAIN BUILING A/S | ZONE 197 | OLD IDL | LIVE AREA | Electrical | EMRGY SIGN | 2 |  |  | NO REF |  |  |  | AVERAGE
T 1 MAIN BUILING A/S | ZONE 197 | OLD IDL | LIVE AREA | Electrical | Static Signage | 3 |  | TOILETS | NO REF |  |  |  | AVERAGE
T 1 MAIN BUILING A/S | ZONE 197 | OLD IDL | LIVE AREA | IT | CCTV | 1 |  |  | NO REF | SONY |  |  | AVERAGE
T 1 MAIN BUILDING A/S | ZONE 204 | GOLDEN MILE ARRIVALS | LIVE AREA | Electrical | MAID | 1 |  |  | ACC-CDV-RE00005 |  |  |  | AVERAGE
T 1 MAIN BUILDING A/S | ZONE 204 | GOLDEN MILE ARRIVALS | LIVE AREA | Electrical | EMRGY SIGN | 1 |  |  | MB-2F-01-SC-30W |  |  |  | AVERAGE
T 1 MAIN BUILDING A/S | ZONE 204 | GOLDEN MILE ARRIVALS | LIVE AREA | Electrical | 32 A PLUG SOCKET | 1 |  | DB 2-16-B-7B | NO 606 | MK | K13433 |  | AVERAGE
T 1 MAIN BUILDING A/S | ZONE 204 | GOLDEN MILE ARRIVALS | LIVE AREA | Electrical | Static Signage | 1 |  | NO UNAUTH0RISED ENTRY | NO REF |  |  |  | AVERAGE
T 1 MAIN BUILDING A/S | ZONE 204 | GOLDEN MILE ARRIVALS | LIVE AREA | IT | WLAN | 1 |  |  | GLN 7623-A4 | ORANGE A4 |  |  | AVERAGE
T 1 MAIN BUILDING A/S | ZONE 204 | GOLDEN MILE ARRIVALS | LIVE AREA | Electrical | NORMAL LIGHTING | 195 |  |  | NO REF |  |  |  | AVERAGE
T 1 MAIN BUILDING A/S | ZONE 204 | GOLDEN MILE ARRIVALS | LIVE AREA | Electrical | VRF 1 TEMP/ CONTROL PANEL | 2 |  |  | NO REF |  |  |  | AVERAGE
T 1 MAIN BUILDING A/S | ZONE 204 | GOLDEN MILE ARRIVALS | LIVE AREA | LEPC | T 1 PAXCON 15 | 1 |  |  | HAL 6100472 |  |  |  | AVERAGE
T 1 MAIN BUILDING A/S | ZONE 204 | GOLDEN MILE ARRIVALS | LIVE AREA | Fire | FIU | 1 |  |  | 1080 - 131 | GENT | 34450 |  | AVERAGE
T 1 MAIN BUILDING A/S | ZONE 204 | GOLDEN MILE ARRIVALS | LIVE AREA | Electrical | CONTROL SENSOR FOR TRAVELATOR | 6 |  |  | NO REF |  |  |  | AVERAGE
T 1 MAIN BUILDING A/S | ZONE 204 | GOLDEN MILE ARRIVALS | LIVE AREA | LEPC | T 1 PAXCON 16 | 1 |  |  | HAL 6100473 |  |  |  | AVERAGE
T 1 MAIN BUILDING A/S | ZONE 204 | GOLDEN MILE ARRIVALS | LIVE AREA | Electrical | EMRGY SIGN | 1 |  |  | DB 1.9.A CIR 1 |  |  |  | AVERAGE
T 1 MAIN BUILDING A/S | ZONE 204 | GOLDEN MILE ARRIVALS | LIVE AREA | HVAC | HVAC UNIT | 1 |  | VRF 1 UNIT 2 | 10442033 | MITSUBISHI |  |  | POOR
T 1 MAIN BUILDING A/S | ZONE 204 | GOLDEN MILE ARRIVALS | LIVE AREA | HVAC | HVAC UNIT | 1 |  | VRF 1 UNIT 3 | 10442070 | MITSUBISHI |  |  | POOR
T 1 MAIN BUILDING A/S | ZONE 204 | GOLDEN MILE ARRIVALS | LIVE AREA | HVAC | HVAC UNIT | 1 |  | VRF UNIT 4 | 10442069 | MITSUBISHI |  |  | POOR
T 1 MAIN BUILDING A/S | ZONE 204 | GOLDEN MILE ARRIVALS | LIVE AREA | HVAC | HVAC UNIT | 1 |  | VRF 1 UNIT 5 | 10442031 | MITSUBISHI |  |  | POOR
T 1 MAIN BUILDING A/S | ZONE 204 | GOLDEN MILE ARRIVALS | LIVE AREA | HVAC | HVAC UNIT | 1 |  | VRF 1 UNIT 6 | 10442037 | MITSUBISHI |  |  | POOR
T 1 MAIN BUILDING A/S | ZONE 204 | GOLDEN MILE ARRIVALS | LIVE AREA | Fire | FIU | 1 |  |  | 1080 - 132 |  |  |  | AVERAGE
T 1 MAIN BUILDING A/S | ZONE 204 | GOLDEN MILE ARRIVALS | LIVE AREA | Electrical | Static Signage | 1 |  | ARRIVALS / BAGGAGE RECLAIM / FLIGHT CONNECTIONS | NO REF |  |  |  | AVERAGE
T 1 MAIN BUILDING A/S | ZONE 204 | GOLDEN MILE ARRIVALS | LIVE AREA | HVAC | HVAC UNIT | 1 |  | VRF 2 UNIT 6 | 10442041 | MITSUBISHI |  |  | POOR
T 1 MAIN BUILDING A/S | ZONE 204 | GOLDEN MILE ARRIVALS | LIVE AREA | HVAC | HVAC UNIT | 1 |  | VRF 2 UNIT 5 | 10442068 | MITSUBISHI |  |  | POOR
T 1 MAIN BUILDING A/S | ZONE 204 | GOLDEN MILE ARRIVALS | LIVE AREA | HVAC | HVAC UNIT | 1 |  | VRF 2 UNIT 4 | 10442027 | MITSUBISHI |  |  | POOR
T 1 MAIN BUILDING A/S | ZONE 204 | GOLDEN MILE ARRIVALS | LIVE AREA | HVAC | HVAC UNIT | 1 |  | VRF 2 UNIT 3 | 10442036 | MITSUBISHI |  |  | POOR
T 1 MAIN BUILDING A/S | ZONE 204 | GOLDEN MILE ARRIVALS | LIVE AREA | HVAC | HVAC UNIT | 1 |  | VRF 2 UNIT 2 | 10442072 | MITSUBISHI |  |  | POOR
T 1 MAIN BUILDING A/S | ZONE 204 | GOLDEN MILE ARRIVALS | LIVE AREA | HVAC | HVAC UNIT | 1 |  | VRF UNIT 1 | 10442071 | MITSUBISHI |  |  | POOR
T 1 MAIN BUILDING A/S | ZONE 204 | GOLDEN MILE ARRIVALS | LIVE AREA | IT | CCTV | 1 |  |  | ID 007841 |  |  |  | POOR
T 1 MAIN BUILDING A/S | ZONE 204 | GOLDEN MILE ARRIVALS | LIVE AREA | Fire | FIRE DOOR | 8 |  |  | NO REF |  |  |  | GOOD
T 1 MAIN BUILDING A/S | ZONE 204 | GOLDEN MILE ARRIVALS | LIVE AREA | Electrical | EMRGY SIGN | 1 |  |  | MB-2F-02-SC-30 |  |  |  | AVERAGE
T 1 MAIN BUILDING A/S | ZONE 204 | GOLDEN MILE ARRIVALS | LIVE AREA | Electrical | EMRGY SIGN | 1 |  |  | 11134-SGN-SGS-STY-10003 |  |  |  | AVERAGE
T 1 MAIN BUILDING A/S | ZONE 204 | GOLDEN MILE ARRIVALS | LIVE AREA | Electrical | HELP POINT INFORMATION | 1 |  |  | ID NO 11 |  |  |  | AVERAGE
T 1 MAIN BUILDING A/S | ZONE 204 | GOLDEN MILE ARRIVALS | LIVE AREA | Electrical | Static Signage | 3 |  | ARRIVALS / BAGGAGE RECLAIM / FLIGHT CONNECTIONS | NO REF |  |  |  | AVERAGE
T 1 MAIN BUILDING A/S | ZONE 204 | GOLDEN MILE ARRIVALS | LIVE AREA | Electrical | EMRGY SIGN | 1 |  |  | MB-2F-05-SC-30W |  |  |  | AVERAGE
T 1 MAIN BUILDING A/S | ZONE 204 | GOLDEN MILE ARRIVALS | LIVE AREA | Fire | FIRE DOOR | 1 |  |  | HAL T/COM 42 N |  |  |  | POOR
T 1 MAIN BUILDING A/S | ZONE 204 | GOLDEN MILE ARRIVALS | LIVE AREA | Electrical | EMRGY SIGN | 1 |  |  | MB-2F-04-SC-30W |  |  |  | AVERAGE
T 1 MAIN BUILDING A/S | ZONE 204 | GOLDEN MILE ARRIVALS | LIVE AREA | Fire | FIU | 1 |  |  | 2124-006 | GENT | 34450 |  | AVERAGE
T 1 MAIN BUILDING A/S | ZONE 204 | GOLDEN MILE ARRIVALS | LIVE AREA | LEPC | T1 PAXC0N 17 | 1 |  |  | HAL 6100474 |  |  |  | AVERAGE
T 1 MAIN BUILDING A/S | ZONE 204 | GOLDEN MILE ARRIVALS | LIVE AREA | LEPC | T1 PAXC0N 18 | 1 |  |  | HAL 6100475 |  |  |  | AVERAGE
T 1 MAIN BUILDING A/S | ZONE 204 | GOLDEN MILE ARRIVALS | LIVE AREA | Fire | FIU | 1 |  |  | NO REF | GENT | 34450 |  | AVERAGE
T 1 MAIN BUILDING A/S | ZONE 204 | GOLDEN MILE ARRIVALS | LIVE AREA | Electrical | Static Signage | 1 |  | HEARTHROW EXPRESS | NO REF |  |  |  | AVERAGE
T 1 MAIN BUILDING A/S | ZONE 204 | GOLDEN MILE ARRIVALS | LIVE AREA | IT | CCTV | 1 |  |  | ID 006717 |  |  |  | POOR
T 1 MAIN BUILDING A/S | ZONE 204 | GOLDEN MILE ARRIVALS | LIVE AREA | Electrical | EMRGY SIGN | 1 |  |  | NO REF |  |  |  | GOOD
T 1 MAIN BUILDING A/S | ZONE 204 | GOLDEN MILE ARRIVALS | LIVE AREA | IT | WLAN | 1 |  |  | GLN 7284-A3 |  |  |  | POOR
T 1 MAIN BUILDING A/S | ZONE 204 | GOLDEN MILE ARRIVALS | LIVE AREA | IT | CCTV | 1 |  |  | CCTV-ICD-10915 | SONY |  |  | AVERAGE
T 1 MAIN BUILDING A/S | ZONE 204 | GOLDEN MILE ARRIVALS | LIVE AREA | IT | CCTV | 1 |  |  | CCTV-ICD-10916 | SONY |  |  | AVERAGE
T 1 MAIN BUILDING A/S | ZONE 204 | GOLDEN MILE ARRIVALS | LIVE AREA | Electrical | EMRGY SIGN | 1 |  |  | MB-2F-44-CB-36W |  |  |  | AVERAGE
T 1 MAIN BUILDING A/S | ZONE 204 | GOLDEN MILE ARRIVALS | LIVE AREA | IT | WLAN | 1 |  |  | LHR1114T1-A2-AP00061 |  |  |  | GOOD
T 1 MAIN BUILDING A/S | ZONE 204 | GOLDEN MILE ARRIVALS | LIVE AREA | Electrical | EMRGY SIGN | 1 |  |  | MB-2F-43-CB-18W |  |  |  | AVERAGE
T 1 MAIN BUILDING A/S | ZONE 204 | GOLDEN MILE ARRIVALS | LIVE AREA | IT | FIDS | 1 |  | BORDER CONTROL INFORMATION | NO REF |  |  |  | AVERAGE
T 1 MAIN BUILDING A/S | ZONE 204 | GOLDEN MILE ARRIVALS | LIVE AREA | HVAC | HVAC GRIL | 46 |  |  | NO REF |  |  |  | POOR
T 1 MAIN BUILDING A/S | ZONE 204 | GOLDEN MILE ARRIVALS | LIVE AREA | IT | CCTV | 1 |  |  | NO REF | PANASONIC |  |  | AVERAGE
T 1 MAIN BUILDING A/S | ZONE 204 | GOLDEN MILE ARRIVALS | LIVE AREA | Electrical | DB | 1 |  |  | T 1 -DB- 0992 |  |  |  | POOR
T 1 MAIN BUILDING A/S | ZONE 204 | GOLDEN MILE ARRIVALS | LIVE AREA | Electrical | DB | 1 |  |  | T 1 -DB- 0993 |  |  |  | POOR
T 1 MAIN BUILDING A/S | ZONE 204 | GOLDEN MILE ARRIVALS | LIVE AREA | Electrical | DB | 1 |  |  | T 1 -DB -0994 |  |  |  | POOR
T 1 MAIN BUILDING A/S | ZONE 204 | GOLDEN MILE ARRIVALS | LIVE AREA | Electrical | DB | 1 |  |  | T 1 -DB -0995 |  |  |  | POOR
T 1 MAIN BUILDING A/S | ZONE 204 | GOLDEN MILE ARRIVALS | LIVE AREA | IT | BT COMMS | 1 |  |  | DP0690 |  |  |  | POOR
T 1 MAIN BUILDING A/S | ZONE 204 | GOLDEN MILE ARRIVALS | LIVE AREA | Electrical | BAIR-BASIS PANEL | 1 |  |  | ID 02-N-097 |  |  |  | POOR
T 1 MAIN BUILDING A/S | ZONE 204 | GOLDEN MILE ARRIVALS | LIVE AREA | IT | ONE2ONE PANEL | 1 |  |  | ID 02-N-067 |  |  |  | POOR
T 1 MAIN BUILDING A/S | ZONE 204 | GOLDEN MILE ARRIVALS | LIVE AREA | Electrical | BMS | 1 |  |  | NO REF | SATCHWELL | 0579-3-657 |  | AVERAGE
T 1 MAIN BUILDING A/S | ZONE 204 | GOLDEN MILE ARRIVALS | LIVE AREA | Electrical | SALTO | 3 |  |  | NO REF |  |  |  | GOOD
T 1 MAIN BUILDING A/S | ZONE 204 | GOLDEN MILE ARRIVALS | LIVE AREA | Electrical | EMRGY SIGN | 1 |  |  | NO REF |  |  |  | AVERAGE
T 1 MAIN BUILDING A/S | ZONE 204 | GOLDEN MILE ARRIVALS | LIVE AREA | Fire | FIU | 1 |  |  | 2121-15 | GENT | 34415 |  | AVERAGE
T 1 MAIN BUILDING A/S | ZONE 204 | GOLDEN MILE ARRIVALS | LIVE AREA | Fire | FIU | 1 |  |  | 2121-18 | GENT | 34415 |  | AVERAGE
T 1 MAIN BUILDING A/S | ZONE 204 | GOLDEN MILE ARRIVALS | LIVE AREA | Fire | TENANTS ALARM INTERFACE | 1 |  |  | ID 02-N-028 |  |  |  | POOR
T 1 MAIN BUILDING A/S | ZONE 204 | GOLDEN MILE ARRIVALS | LIVE AREA | IT | BT COMMS | 1 |  |  | ID 02-N-002 |  |  |  | POOR
T 1 MAIN BUILDING A/S | ZONE 204 | GOLDEN MILE ARRIVALS | LIVE AREA | Electrical | DB | 1 |  |  | T 1 - DB-0996 |  |  |  | POOR
T 1 MAIN BUILDING A/S | ZONE 204 | GOLDEN MILE ARRIVALS | LIVE AREA | Electrical | DB | 1 |  |  | T 1 - DB-0997 |  |  |  | POOR
T 1 MAIN BUILDING A/S | ZONE 204 | GOLDEN MILE ARRIVALS | LIVE AREA | Electrical | DB | 1 |  |  | T 1 - DB-0998 |  |  |  | POOR
T 1 MAIN BUILDING A/S | ZONE 204 | GOLDEN MILE ARRIVALS | LIVE AREA | Electrical | DB | 1 |  |  | T 1 - DB- 0999 |  |  |  | POOR
T 1 MAIN BUILDING A/S | ZONE 204 | GOLDEN MILE ARRIVALS | LIVE AREA | Electrical | DB | 1 |  |  | T 1 - DB - 0100 |  |  |  | POOR
T 1 MAIN BUILDING A/S | ZONE 204 | GOLDEN MILE ARRIVALS | LIVE AREA | Electrical | METER | 1 |  |  | ID 004122 |  |  |  | POOR
T 1 MAIN BUILDING A/S | ZONE 204 | GOLDEN MILE ARRIVALS | LIVE AREA | Electrical | DIU | 1 |  |  | ID 02-N-053 |  |  |  | AVERAGE
T 1 MAIN BUILDING A/S | ZONE 205 | IMMIGRATION ARRIVALS | LIVE AREA | Electrical | NORMAL LIGHTING | 387 |  |  | NO REF |  |  |  | AVERAGE
T 1 MAIN BUILDING A/S | ZONE 205 | IMMIGRATION ARRIVALS | LIVE AREA | Electrical | EMRGY SIGN | 1 |  |  | MB-2F-41-CB-36-W |  |  |  | AVERAGE
T 1 MAIN BUILDING A/S | ZONE 205 | IMMIGRATION ARRIVALS | LIVE AREA | Fire | FIRE DOOR | 1 |  |  | T 1 - FDR 0523 |  |  |  | POOR
T 1 MAIN BUILDING A/S | ZONE 205 | IMMIGRATION ARRIVALS | LIVE AREA | LEPC | T1 - PAXLIFT 36 | 1 |  |  | HAL 6100537 |  |  |  | POOR
T 1 MAIN BUILDING A/S | ZONE 205 | IMMIGRATION ARRIVALS | LIVE AREA | LEPC | T1 - PAXLIFT 37 | 1 |  |  | HAL 6100538 |  |  |  | POOR
T 1 MAIN BUILDING A/S | ZONE 205 | IMMIGRATION ARRIVALS | LIVE AREA | Fire | FIU | 2 |  |  | NO REF | GENT | 34450 |  | AVERAGE
T 1 MAIN BUILDING A/S | ZONE 205 | IMMIGRATION ARRIVALS | LIVE AREA | Electrical | Static Signage | 1 |  | FLIGHT CONNECTION / BAGGAG RECLAIM/ ARRIVALS | NO REF |  |  |  | POOR
T 1 MAIN BUILDING A/S | ZONE 205 | IMMIGRATION ARRIVALS | LIVE AREA | Electrical | EMRGY SIGN | 1 |  |  | MB-2F-40-CB-18-W |  |  |  | POOR
T 1 MAIN BUILDING A/S | ZONE 205 | IMMIGRATION ARRIVALS | LIVE AREA | Electrical | EMRGY SIGN | 1 |  |  | MB-2F-39-CB-36W |  |  |  | AVERAGE
T 1 MAIN BUILDING A/S | ZONE 205 | IMMIGRATION ARRIVALS | LIVE AREA | Electrical | Static Signage | 1 |  | ARRIVALS / BAGGAGE RECLAIM / FLIGHT CONNECTION | ID 7L-B-8L2 |  |  |  | GOOD
T 1 MAIN BUILDING A/S | ZONE 205 | IMMIGRATION ARRIVALS | LIVE AREA | LEPC | T1 PAX LIFT 41 | 1 |  |  | HAL 6100550 |  |  |  | AVERAGE
T 1 MAIN BUILDING A/S | ZONE 205 | IMMIGRATION ARRIVALS | LIVE AREA | LEPC | T1 PAX LIFT 42 | 1 |  |  | HAL 6100551 |  |  |  | AVERAGE
T 1 MAIN BUILDING A/S | ZONE 205 | IMMIGRATION ARRIVALS | LIVE AREA | Electrical | Static Signage | 1 |  | TOILETS | NO REF |  |  |  | GOOD
T 1 MAIN BUILDING A/S | ZONE 205 | IMMIGRATION ARRIVALS | LIVE AREA | Electrical | PASSENGER MOVEMENT DECT | 1 |  |  | BAA 45968 | SICK |  |  | AVERAGE
T 1 MAIN BUILDING A/S | ZONE 205 | IMMIGRATION ARRIVALS | LIVE AREA | Electrical | PASSENGER MOVEMENT DECT | 1 |  |  | BAA 45967 | SICK |  |  | AVERAGE
T 1 MAIN BUILDING A/S | ZONE 205 | IMMIGRATION ARRIVALS | LIVE AREA | Electrical | PASSENGER MOVEMENT DECT | 1 |  |  | BAA 45966 | SICK |  |  | AVERAGE
T 1 MAIN BUILDING A/S | ZONE 205 | IMMIGRATION ARRIVALS | LIVE AREA | Electrical | PASSENGER MOVEMENT DECT | 1 |  |  | BAA 45965 | SICK |  |  | AVERAGE
T 1 MAIN BUILDING A/S | ZONE 205 | IMMIGRATION ARRIVALS | LIVE AREA | IT | CCTV | 1 |  |  | CCTV-ICD-10905 | SONY |  |  | AVERAGE
T 1 MAIN BUILDING A/S | ZONE 205 | IMMIGRATION ARRIVALS | LIVE AREA | IT | FIDS | 1 |  | BORDER CONTROL INFO | NO REF |  |  |  | GOOD
T 1 MAIN BUILDING A/S | ZONE 205 | IMMIGRATION ARRIVALS | LIVE AREA | Electrical | Static Signage | 1 |  | UK BORDER | NO REF |  |  |  | GOOD
T 1 MAIN BUILDING A/S | ZONE 205 | IMMIGRATION ARRIVALS | LIVE AREA | Electrical | Static Signage | 1 |  | FLIGHT CONNECTIONS. | NO REF |  |  |  | GOOD
T 1 MAIN BUILDING A/S | ZONE 205 | IMMIGRATION ARRIVALS | LIVE AREA | IT | CCTV | 4 |  |  | NO REF | PANASONIC | WV-CF284 |  | AVERAGE
T 1 MAIN BUILDING A/S | ZONE 205 | IMMIGRATION ARRIVALS | LIVE AREA | Fire | FIRE DOOR | 1 |  |  | NO 57 |  |  |  | AVERAGE
T 1 MAIN BUILDING A/S | ZONE 205 | IMMIGRATION ARRIVALS | LIVE AREA | Electrical | Static Signage | 1 |  |  | NO REF |  |  |  | GOOD
T 1 MAIN BUILDING A/S | ZONE 205 | IMMIGRATION ARRIVALS | LIVE AREA | Electrical | Static Signage | 1 |  |  | NO REF |  |  |  | GOOD
T 1 MAIN BUILDING A/S | ZONE 205 | IMMIGRATION ARRIVALS | LIVE AREA | Electrical | Static Signage | 1 |  |  | NO REF |  |  |  | GOOD
T 1 MAIN BUILDING A/S | ZONE 205 | IMMIGRATION ARRIVALS | LIVE AREA | IT | CCTV | 1 |  |  | CCTV-ICD-10906 | SONY |  |  | GOOD
T 1 MAIN BUILDING A/S | ZONE 205 | IMMIGRATION ARRIVALS | LIVE AREA | Electrical | PASSENGER MOVEMENT DECT | 1 |  |  | BAA 459563 | SICK |  |  | AVERAGE
T 1 MAIN BUILDING A/S | ZONE 205 | IMMIGRATION ARRIVALS | LIVE AREA | Electrical | PASSENGER MOVEMENT DECT | 1 |  |  | BAA 459562 | SICK |  |  | AVERAGE
T 1 MAIN BUILDING A/S | ZONE 205 | IMMIGRATION ARRIVALS | LIVE AREA | Electrical | PASSENGER MOVEMENT DECT | 1 |  |  | BAA 459561 | SICK |  |  | AVERAGE
T 1 MAIN BUILDING A/S | ZONE 205 | IMMIGRATION ARRIVALS | LIVE AREA | Electrical | PASSENGER MOVEMENT DECT | 1 |  |  | BAA 459560 | SICK |  |  | AVERAGE
T 1 MAIN BUILDING A/S | ZONE 205 | IMMIGRATION ARRIVALS | LIVE AREA | Electrical | PASSENGER MOVEMENT DECT | 1 |  |  | BAA 45959 | SICK |  |  | AVERAGE
T 1 MAIN BUILDING A/S | ZONE 205 | IMMIGRATION ARRIVALS | LIVE AREA | Electrical | CHECK IN DESK | 1 |  | SPECIAL ASSISTANCE | NO REF |  |  |  | GOOD
T 1 MAIN BUILDING A/S | ZONE 205 | IMMIGRATION ARRIVALS | LIVE AREA | IT | WLAN | 1 |  |  | LHR114T1-A1-AP00086 |  |  |  | GOOD
T 1 MAIN BUILDING A/S | ZONE 205 | IMMIGRATION ARRIVALS | LIVE AREA | Electrical | Static Signage | 1 |  | HEALTH CONTROL | NO REF |  |  |  | GOOD
T 1 MAIN BUILDING A/S | ZONE 205 | IMMIGRATION ARRIVALS | LIVE AREA | IT | CCTV | 1 |  |  | CCTV-ICD-10600 | SONY |  |  | GOOD
T 1 MAIN BUILDING A/S | ZONE 205 | IMMIGRATION ARRIVALS | LIVE AREA | Electrical | Static Signage | 1 |  | TERMINALS 1/3/4/5 | 11103-SGN-SGS-PW10001 |  |  |  | GOOD
T 1 MAIN BUILDING A/S | ZONE 205 | IMMIGRATION ARRIVALS | LIVE AREA | IT | CCTV | 1 |  |  | CCTV-1CD-10254 | PANASONIC | SD11 |  | AVERAGE
T 1 MAIN BUILDING A/S | ZONE 205 | IMMIGRATION ARRIVALS | LIVE AREA | Fire | FIU | 2 |  |  | NO REF | GENT | 34415 |  | AVERAGE
T 1 MAIN BUILDING A/S | ZONE 205 | IMMIGRATION ARRIVALS | LIVE AREA | Electrical | DIU | 1 |  |  | NO REF |  |  |  | AVERAGE
T 1 MAIN BUILDING A/S | ZONE 205 | IMMIGRATION ARRIVALS | LIVE AREA | Electrical | EMRGY SIGN | 2 |  |  | NO REF |  |  |  | AVERAGE
T 1 MAIN BUILDING A/S | ZONE 205 | IMMIGRATION ARRIVALS | LIVE AREA | Electrical | MAID | 1 |  |  | NO REF |  |  |  | AVERAGE
T 1 MAIN BUILDING A/S | ZONE 205 | IMMIGRATION ARRIVALS | LIVE AREA | IT | CCTV | 1 |  |  | CCTV-ICD-10614 | SONY |  |  | GOOD
T 1 MAIN BUILDING A/S | ZONE 205 | IMMIGRATION ARRIVALS | LIVE AREA | IT | CCTV | 1 |  |  | CCTV-ICD-10144 | SONY |  |  | GOOD
T 1 MAIN BUILDING A/S | ZONE 205 | IMMIGRATION ARRIVALS | LIVE AREA | IT | CCTV | 1 |  |  | CCTV-ICD-10287 | SONY |  |  | GOOD
T 1 MAIN BUILDING A/S | ZONE 205 | IMMIGRATION ARRIVALS | LIVE AREA | Electrical | EMRGY SIGN | 1 |  |  | NO REF |  |  |  | AVERAGE
T 1 MAIN BUILDING A/S | ZONE 205 | IMMIGRATION ARRIVALS | LIVE AREA | Electrical | EMRGY SIGN | 1 |  |  | NO REF |  |  |  | AVERAGE
T 1 MAIN BUILDING A/S | ZONE 205 | IMMIGRATION ARRIVALS | LIVE AREA | LEPC | T 1 PAX LIFT 44 | 1 |  |  | HAL 6100553 |  |  |  | AVERAGE
T 1 MAIN BUILDING A/S | ZONE 205 | IMMIGRATION ARRIVALS | LIVE AREA | LEPC | T 1 PAX LIFT 43 | 1 |  |  | HAL 610052 |  |  |  | AVERAGE
T 1 MAIN BUILDING A/S | ZONE 205 | IMMIGRATION ARRIVALS | LIVE AREA | LEPC | T 1 ESC 19 | 1 |  |  | HAL 6100510 |  |  |  | AVERAGE
T 1 MAIN BUILDING A/S | ZONE 205 | IMMIGRATION ARRIVALS | LIVE AREA | LEPC | T 1 ESC 18 | 1 |  |  | HAL 6100509 |  |  |  | AVERAGE
T 1 MAIN BUILDING A/S | ZONE 205 | IMMIGRATION ARRIVALS | LIVE AREA | Fire | FIRE DOOR | 1 |  |  | NO REF |  |  |  | GOOD
T 1 MAIN BUILDING A/S | ZONE 205 | IMMIGRATION ARRIVALS | LIVE AREA | Fire | FIRE DOOR | 1 |  |  | NO REF |  |  |  | GOOD
T 1 MAIN BUILDING A/S | ZONE 205 | IMMIGRATION ARRIVALS | LIVE AREA | Electrical | EMRGY SIGN | 1 |  |  | NO REF |  |  |  | GOOD
T 1 MAIN BUILDING A/S | ZONE 205 | IMMIGRATION ARRIVALS | LIVE AREA | IT | CCTV | 1 |  |  | CCTV- ICD-10975 | SONY |  |  | GOOD
T 1 MAIN BUILDING A/S | ZONE 205 | IMMIGRATION ARRIVALS | LIVE AREA | Electrical | MAID | 1 |  |  | NO REF |  |  |  | GOOD
T 1 MAIN BUILDING A/S | ZONE 205 | IMMIGRATION ARRIVALS | LIVE AREA | Fire | FIRE DOOR | 1 |  | T 1 - DR 0570 | 11103-WLL-MDR00006 |  |  |  | AVERAGE
T 1 MAIN BUILDING A/S | ZONE 205 | IMMIGRATION ARRIVALS | LIVE AREA | Specialist Systems | AUROURA SCANNER | 1 |  |  | 480362 |  |  |  | GOOD
T 1 MAIN BUILDING A/S | ZONE 205 | IMMIGRATION ARRIVALS | LIVE AREA | Specialist Systems | AUROURA SCANNER | 1 |  |  | 480357 |  |  |  | GOOD
T 1 MAIN BUILDING A/S | Z0NE 205 | IMMIGRATION ARRIVALS | LIVE AREA | Specialist Systems | AUROURA SCANNER | 1 |  |  | 480323 |  |  |  | GOOD
T 1 MAIN BUILDING A/S | ZONE 205 | IMMIGRATION ARRIVALS | LIVE AREA | Specialist Systems | AUROURA SCANNER | 1 |  |  | 480263 |  |  |  | GOOD
T 1 MAIN BUILDING A/S | ZONE 205 | IMMIGRATION ARRIVALS | LIVE AREA | Electrical | CHECK IN DESK | 5 |  |  | NO REF |  |  |  | AVERAGE
T 1 MAIN BUILDING A/S | ZONE 201 | RAMP & FOYER | LIVE AREA | IT | CCTV | 1 |  |  | NO REF | SONY |  |  | GOOD
T 1 MAIN BUILDING A/S | ZONE 201 | RAMP & FOYER | LIVE AREA | LEPC | T 1 PAX LIFT 47 | 1 |  |  | HAL 6100563 |  |  |  | AVERAGE
T 1 MAIN BUILDING A/S | ZONE 201 | RAMP & FOYER | LIVE AREA | LEPC | T 1 PAX LIFT 46 | 1 |  |  | HAL 6100542 |  |  |  | AVERAGE
T 1 MAIN BUILDING A/S | ZONE 201 | RAMP & FOYER | LIVE AREA | Electrical | Static Signage | 2 |  | AIRLINE LOUNGE / BRITISH AIRWAYS | NO REF |  |  |  | AVERAGE
T 1 MAIN BUILDING A/S | ZONE 201 | RAMP & FOYER | LIVE AREA | Electrical | EMRGY SIGN | 1 |  |  | NO REF |  |  |  | AVERAGE
T 1 MAIN BUILDING A/S | ZONE 201 | RAMP & FOYER | LIVE AREA | LEPC | T 1 ESC 21 | 1 |  |  | HAL 6100504 |  |  |  | AVERAGE
T 1 MAIN BUILDING A/S | ZONE 201 | RAMP & FOYER | LIVE AREA | LEPC | T 1 ESC 22 | 1 |  |  | HAL 6100505 |  |  |  | AVERAGE
T 1 MAIN BUILDING A/S | ZONE 201 | RAMP & FOYER | LIVE AREA | Electrical | Static Signage | 2 |  | DEP/LOUNGE GATES 16-21 B27-B49 | NO REF |  |  |  | GOOD
T 1 MAIN BUILDING A/S | ZONE 201 | RAMP & FOYER | LIVE AREA | Electrical | EMRGY SIGN | 1 |  |  | 1 - 19-B-1Y |  |  |  | GOOD
T 1 MAIN BUILDING A/S | ZONE 201 | RAMP & FOYER | LIVE AREA | Electrical | Static Signage | 1 |  | GATE 5 | 37A-3EE-5-L1-3 |  |  |  | AVERAGE
T 1 MAIN BUILDING A/S | ZONE 201 | RAMP & FOYER | LIVE AREA | Electrical | Static Signage | 1 |  | GATE 2 | 37A-3EE-5-L1-3 |  |  |  | AVERAGE
T 1 MAIN BUILDING A/S | ZONE 201 | RAMP & FOYER | LIVE AREA | Electrical | Static Signage | 1 |  | GATES 2&5 | NO REF |  |  |  | GOOD
T 1 MAIN BUILDING A/S | ZONE 201 | RAMP & FOYER | LIVE AREA | Electrical | EMRGY SIGN | 1 |  |  | NO REF |  |  |  | GOOD
T 1 MAIN BUILDING A/S | ZONE 201 | RAMP & FOYER | LIVE AREA | Electrical | NORMAL LIGHTING | 46 |  |  | NO REF |  |  |  | AVERAGE
T 1 MAIN BUILDING A/S | ZONE 201 | RAMP & FOYER | LIVE AREA | Electrical | ELT | 12 |  |  | NO REF |  |  |  | AVERAGE
T 1 MAIN BUILDING A/S | ZONE 201 | RAMP & FOYER | LIVE AREA | IT | CCTV | 1 |  |  | NO REF | SONY |  |  | GOOD
T 1 MAIN BUILDING A/S | ZONE 201 | RAMP & FOYER | LIVE AREA | Electrical | MAID | 2 |  |  | NO REF |  |  |  | POOR
T 1 MAIN BUILDING A/S | ZONE 201 | RAMP & FOYER | LIVE AREA | Fire | FIRE DOOR | 1 |  |  | 1-EC-MB-FD-159 |  |  |  | AVERAGE
T 1 MAIN BUILDING A/S | ZONE 201 | RAMP & FOYER | LIVE AREA | Fire | FIRE DOOR | 1 |  |  | 1-EC-MB-FD-160 |  |  |  | AVERAGE
T 1 MAIN BUILDING A/S | ZONE 201 | RAMP & FOYER | LIVE AREA | Electrical | DIU | 4 |  |  | NO REF |  |  |  | AVERAGE
T 1 MAIN BUILDING A/S | ZONE 201 | RAMP & FOYER | LIVE AREA | Fire | SOUNDERS & BEACONS | 2 |  |  | NO REF |  |  |  | AVERAGE
T 1 MAIN BUILDING A/S | ZONE 201 | RAMP & FOYER | LIVE AREA | Fire | FIRE DOOR | 1 |  |  | T 1- FDR 0123 |  |  |  | AVERAGE
T 1 MAIN BUILDING A/S | ZONE 203 | SECOND FLOOR LANDING | LIVE AREA | Electrical | CHECK IN DESK | 1 |  |  | NO REF |  |  |  | AVERAGE
T 1 MAIN BUILDING A/S | ZONE 203 | SECOND FLOOR LANDING | LIVE AREA | IT | CCTV | 1 |  |  | NO REF | BOSCH |  |  | AVERAGE
T 1 MAIN BUILDING A/S | ZONE 203 | SECOND FLOOR LANDING | LIVE AREA | Electrical | MAID | 1 |  |  | ACC-CDV-RE00004 |  |  |  | POOR
T 1 MAIN BUILDING A/S | ZONE 203 | SECOND FLOOR LANDING | LIVE AREA | Electrical | DIU | 1 |  |  | ACC-INF-00002 |  |  |  | AVERAGE
T 1 MAIN BUILDING A/S | ZONE 203 | SECOND FLOOR LANDING | LIVE AREA | Electrical | MAID | 1 |  |  | ACC-CDV-RE00005 |  |  |  | POOR
T 1 MAIN BUILDING A/S | ZONE 203 | SECOND FLOOR LANDING | LIVE AREA | Fire | FIRE DOOR | 1 |  |  | NO REF |  |  |  | GOOD
T 1 MAIN BUILDING A/S | ZONE 203 | SECOND FLOOR LANDING | LIVE AREA | Electrical | Static Signage | 1 |  | HEATHROW GOODBYE | NO REF |  |  |  | AVERAGE
T 1 MAIN BUILDING A/S | ZONE 203 | SECOND FLOOR LANDING | LIVE AREA | Fire | FIU | 1 |  |  | 1082-034 | GENT | 34450 |  | AVERAGE
T 1 MAIN BUILDING A/S | ZONE 203 | SECOND FLOOR LANDING | LIVE AREA | Fire | FIU | 1 |  |  | 1081-033 | GENT | 34450 |  | AVERAGE
T 1 MAIN BUILDING A/S | ZONE 203 | SECOND FLOOR LANDING | LIVE AREA | Electrical | Static Signage | 1 |  | GATE5 / AIRLINE LOUNGE | NO REF |  |  |  | AVERAGE
T 1 MAIN BUILDING A/S | ZONE 203 | SECOND FLOOR LANDING | LIVE AREA | Electrical | Static Signage | 1 |  |  | 49727 | JCDecaux |  |  | AVERAGE
T 1 MAIN BUILDING A/S | ZONE 203 | SECOND FLOOR LANDING | LIVE AREA | Electrical | NORMAL LIGHTING | 25 |  |  | NO REF |  |  |  | AVERAGE
T 1 MAIN BUILDING A/S | ZONE 203 | SECOND FLOOR LANDING | LIVE AREA | Fire | FIRE ALARM SMOKE BEAM DEC | 2 |  |  | NO REF |  |  |  | AVERAGE
T 1 MAIN BUILDING A/S | ZONE 203 | SECOND FLOOR LANDING | LIVE AREA | Electrical | Static Signage | 2 |  | GATE 5 | NO REF |  |  |  | AVERAGE
T 1 MAIN BUILDING A/S | ZONE 203 | SECOND FLOOR LANDING | LIVE AREA | Electrical | Static Signage | 1 |  | PASSENGER LIFT | NO REF |  |  |  | AVERAGE
T 1 MAIN BUILDING A/S | ZONE 203 | SECOND FLOOR LANDING | LIVE AREA | Fire | FIRE DOOR | 1 |  |  | T 1- FDR 0158 |  |  |  | AVERAGE
T 1 MAIN BUILDING A/S | ZONE 202 | BIOMETRICS | DEAD AREA | IT | CCTV | 1 |  |  | CCTV-ICD-10291 | SONY |  |  | GOOD
T 1 MAIN BUILDING A/S | ZONE 202 | BIOMETRICS | DEAD AREA | IT | CCTV | 1 |  |  | CCTV-ICD-10290 | SONY |  |  | GOOD
T 1 MAIN BUILDING A/S | ZONE 202 | BIOMETRICS | DEAD AREA | IT | CCTV | 1 |  |  | CCTV-ICD-10841 | SONY |  |  | GOOD
T 1 MAIN BUILDING A/S | ZONE 202 | BIOMETRICS | DEAD AREA | IT | CCTV | 1 |  |  | CCTV-ICD-10289 | SONY |  |  | GOOD
T 1 MAIN BUILDING A/S | ZONE 202 | BIOMETRICS | DEAD AREA | IT | CCTV | 1 |  |  | CCTV-ICD-10842 | SONY |  |  | GOOD
T 1 MAIN BUILDING A/S | ZONE 202 | BIOMETRICS | DEAD AREA | IT | CCTV | 1 |  |  | CCTV-ICD-10843 | SONY |  |  | GOOD
T 1 MAIN BUILDING A/S | ZONE 202 | BIOMETRICS | DEAD AREA | Electrical | ELT | 10 |  |  | NO REF |  |  |  | AVERAGE
T 1 MAIN BUILDING A/S | ZONE 202 | BIOMETRICS | DEAD AREA | Fire | FIRE DOOR | 1 |  |  | T 1 - FDR 0190 |  |  |  | AVERAGE
T 1 MAIN BUILDING A/S | ZONE 202 | BIOMETRICS | DEAD AREA | Electrical | EMRGY SIGN | 2 |  |  | NO REF |  |  |  | GOOD
T 1 MAIN BUILDING A/S | ZONE 202 | BIOMETRICS | DEAD AREA | Electrical | Static Signage | 1 |  | GARE 7,8 & 77-90 FLIGHT CON. | NO REF |  |  |  | AVERAGE
T 1 MAIN BUILDING A/S | ZONE 202 | BIOMETRICS | DEAD AREA | HVAC | HVAC GRIL | 17 |  |  | NO REF |  |  |  | AVERAGE
T 1 MAIN BUILDING A/S | ZONE 202 | BIOMETRICS | DEAD AREA | Electrical | NORMAL LIGHTING | 40 |  |  | NO REF |  |  |  | AVERAGE
T 1 MAIN BUILDING A/S | ZONE 202 | BIOMETRICS | DEAD AREA | IT | CCTV | 1 |  |  | NO REF | JVC |  |  | AVERAGE
T 1 MAIN BUILDING A/S | ZONE 202 | BIOMETRICS | DEAD AREA | Electrical | CHECK IN DESK | 5 |  |  | NO REF |  |  |  | AVERAGE
T 1 MAIN BUILDING A/S | ZONE 202 | BIOMETRICS | DEAD AREA | Specialist Systems | ACCESS IS SCANNER | 1 |  |  | NO REF | ACCESS-IS |  | 0813-114435 | AVERAGE
T 1 MAIN BUILDING A/S | ZONE 202 | BIOMETRICS | DEAD AREA | Specialist Systems | ACCESS IS SCANNER | 1 |  |  | BAA 45555 | ACCESS-IS |  | 0732-059574 | AVERAGE
T 1 MAIN BUILDING A/S | ZONE 202 | BIOMETRICS | DEAD AREA | Specialist Systems | ACCESS IS SCANNER | 1 |  |  | NO REF | ACCESS-IS |  | 1146-346361 | AVERAGE
T 1 MAIN BUILDING A/S | ZONE 202 | BIOMETRICS | DEAD AREA | Specialist Systems | ACCESS IS SCANNER | 1 |  |  | NO REF | ACCESS-IS |  | 1146-346360 | AVERAGE
T 1 MAIN BUILDING A/S | ZONE 202 | BIOMETRICS | DEAD AREA | Fire | FIRE DOOR | 1 |  |  | NO REF |  |  |  | AVERAGE
T 1 MAIN BUILDING A/S | ZONE 202 | BIOMETRICS | DEAD AREA | Fire | FIRE PANEL / FIELD INTERFACE | 1 |  |  | NO REF | GENT |  |  | AVERAGE
T 1 MAIN BUILDING A/S | ZONE 218 | FCC SEARCH | LIVE AREA | IT | CCTV | 1 |  |  | 11134-CCTV-ICD-CAM 10258 | BOSCH |  |  | GOOD
T 1 MAIN BUILDING A/S | ZONE 218 | FCC SEARCH | LIVE AREA | IT | CCTV | 1 |  |  | CCTV-ICD-10136 | SONY |  |  | GOOD
T 1 MAIN BUILDING A/S | ZONE 218 | FCC SEARCH | LIVE AREA | IT | CCTV | 1 |  |  | 11103-CCTV-CAM10632 | BOSCH |  |  | GOOD
T 1 MAIN BUILDING A/S | ZONE 218 | FCC SEARCH | LIVE AREA | IT | CCTV | 1 |  |  | CCTV-ICD-10137 | SONY |  |  | GOOD
T 1 MAIN BUILDING A/S | ZONE 218 | FCC SEARCH | LIVE AREA | IT | CCTV | 1 |  |  | CCTV-ICD-10138 | SONY |  |  | GOOD
T 1 MAIN BUILDING A/S | ZONE 218 | FCC SEARCH | LIVE AREA | IT | CCTV | 1 |  |  | 11103-CCTV-CAM10663 | BOSCH |  |  | GOOD
T 1 MAIN BUILDING A/S | ZONE 218 | FCC SEARCH | LIVE AREA | IT | CCTV | 1 |  |  | CCTV-ICD-10139 | SONY |  |  | GOOD
T 1 MAIN BUILDING A/S | ZONE 218 | FCC SEARCH | LIVE AREA | IT | CCTV | 1 |  |  | 11134-CCTV-ICD-CAM 10335 | BOSCH |  |  | GOOD
T 1 MAIN BUILDING A/S | ZONE 218 | FCC SEARCH | LIVE AREA | IT | CCTV | 1 |  |  | 11103-CCTV-CAM10664 | BOSCH |  |  | GOOD
T 1 MAIN BUILDING A/S | ZONE 218 | FCC SEARCH | LIVE AREA | IT | CCTV | 1 |  |  | 11134-CCTV-ICD-CAM-10334 | BOSCH |  |  | GOOD
T 1 MAIN BUILDING A/S | ZONE 218 | FCC SEARCH | LIVE AREA | IT | CCTV | 1 |  |  | CCTV-ICD-10141 | SONY |  |  | GOOD
T 1 MAIN BUILDING A/S | ZONE 218 | FCC SEARCH | LIVE AREA | IT | CCTV | 1 |  |  | CCTV-ICD-10604 | SONY |  |  | GOOD
T 1 MAIN BUILDING A/S | ZONE 218 | FCC SEARCH | LIVE AREA | Electrical | CHECK IN DESK | 2 |  |  | NO REF |  |  |  | AVERAGE
T 1 MAIN BUILDING A/S | ZONE 218 | FCC SEARCH | LIVE AREA | Specialist Systems | LIQUID DECTOR | 1 |  | 89087146 | HAL 89087146 | BATTELLE | LS10 | ID000079 | GOOD
T 1 MAIN BUILDING A/S | ZONE 218 | FCC SEARCH | LIVE AREA | Electrical | DB | 1 |  |  | T 1 -DB - 0940 |  |  |  | AVERAGE
T 1 MAIN BUILDING A/S | ZONE 218 | FCC SEARCH | LIVE AREA | Electrical | DB | 1 |  |  | T 1 -DB - 0941 |  |  |  | AVERAGE
T 1 MAIN BUILDING A/S | ZONE 218 | FCC SEARCH | LIVE AREA | Electrical | DB | 1 |  |  | T 1-DB - 0942 |  |  |  | AVERAGE
T 1 MAIN BUILDING A/S | ZONE 218 | FCC SEARCH | LIVE AREA | Electrical | DB | 1 |  |  | T 1 -DB - 0943 |  |  |  | AVERAGE
T 1 MAIN BUILDING A/S | ZONE 218 | FCC SEARCH | LIVE AREA | Fire | FIRE DOOR | 1 |  |  | T 1` -FDR 0567 |  |  |  | GOOD
T 1 MAIN BUILDING A/S | ZONE 218 | FCC SEARCH | LIVE AREA | Fire | FIRE DOOR | 2 |  |  | NO REF |  |  |  | GOOD
T 1 MAIN BUILDING A/S | ZONE 218 | FCC SEARCH | LIVE AREA | Mechanical | WATER MACHINE | 1 |  |  | NO REF | WATERLOGIC |  |  | AVERAGE
T 1 MAIN BUILDING A/S | ZONE 218 | FCC SEARCH | LIVE AREA | Mechanical | VALVE | 1 |  |  | 11103-PTW- IV 00010 |  |  |  | AVERAGE
T 1 MAIN BUILDING A/S | ZONE 218 | FCC SEARCH | LIVE AREA | Fire | FIRE DOOR | 1 |  |  | T 1 - FDR 0569 |  |  |  | GOOD
T 1 MAIN BUILDING A/S | ZONE 218 | FCC SEARCH | LIVE AREA | Fire | FIRE DOOR | 1 |  |  | T 1 - FDR 0570 |  |  |  | GOOD
T 1 MAIN BUILDING A/S | ZONE 218 | FCC SEARCH | LIVE AREA | Electrical | MAID | 2 |  |  | NO REF |  |  |  | AVERAGE
T 1 MAIN BUILDING A/S | ZONE 218 | FCC SEARCH | LIVE AREA | Electrical | CHECK IN DESK | 1 |  |  | NO REF |  |  |  | AVERAGE
T 1 MAIN BUILDING A/S | ZONE 218 | FCC SEARCH | LIVE AREA | Specialist Systems | LIQUID DECTOR | 1 |  | 89086541 | BAA PAT12 09713 | BATTELLE | LS10 | ID000086 | GOOD
T 1 MAIN BUILDING A/S | ZONE 218 | FCC SEARCH | LIVE AREA | Specialist Systems | PASSENGER MOVEMENT DEC | 1 |  |  | BAA460639 | SICK |  |  | GOOD
T 1 MAIN BUILDING A/S | ZONE 218 | FCC SEARCH | LIVE AREA | IT | FIDS | 1 |  |  | NO REF | SAMSUNG | SYNC MASTER 400 |  | GOOD
T 1 MAIN BUILDING A/S | ZONE 218 | FCC SEARCH | LIVE AREA | IT | CCTV | 1 |  |  | CCTV-ICD-10145 |  |  |  | AVERAGE
T 1 MAIN BUILDING A/S | ZONE 218 | FCC SEARCH | LIVE AREA | Specialist Systems | PASSENGER SCANNER | 3 |  |  | NO REF |  | 02PN20 |  | AVERAGE
T 1 MAIN BUILDING A/S | ZONE 218 | FCC SEARCH | LIVE AREA | Specialist Systems | LIQUID DECTOR | 1 |  | 89087467 | BAA PAT12 09711 | COBALT | INSIGHT 100 | 10124 | GOOD
T 1 MAIN BUILDING A/S | ZONE 218 | FCC SEARCH | LIVE AREA | Specialist Systems | X-RAY MACHINE | 1 |  |  | NO REF | SMITHS HEIMANN | HS 6040ATIX | 76179 | GOOD
T 1 MAIN BUILDING A/S | ZONE 218 | FCC SEARCH | LIVE AREA | Specialist Systems | SABRE EXPLOSIVES DECT | 1 |  | 44716 | 12142 SCR-MDV-SES00069 | SMITHS HEIMANN | SABRE EXV | 44716 | GOOD
T 1 MAIN BUILDING A/S | ZONE 218 | FCC SEARCH | LIVE AREA | Specialist Systems | IONSCAN | 1 |  |  | BAA PAT11 02256 | SMITHS HEIMANN | IONSCAN 400B | 25637 | AVERAGE
T 1 MAIN BUILDING A/S | ZONE 218 | FCC SEARCH | LIVE AREA | Specialist Systems | PASSENGER BODY XRAY | 1 |  |  | 111134-SCR-XRAY10001 | L3 PROVISION | SC-100 | L100L22301242 | GOOD
T 1 MAIN BUILDING A/S | ZONE 218 | FCC SEARCH | LIVE AREA | IT | CCTV | 1 |  |  | CCTV-ICD-10140 | SONY |  |  | GOOD
T 1 MAIN BUILDING A/S | ZONE 218 | FCC SEARCH | LIVE AREA | Specialist Systems | XRAY MACHINE | 1 |  |  | ID 4291 | SMITHS HEIMANN | HS 6040ATIX | 76174 | GOOD
T 1 MAIN BUILDING A/S | ZONE 218 | FCC SEARCH | LIVE AREA | Specialist Systems | LIQUID DECTOR | 1 |  | 655001 | BAA PAT12 09717 | COBALT | INSIGHT 100 | 10091 | GOOD
T 1 MAIN BUILDING A/S | ZONE 218 | FCC SEARCH | LIVE AREA | Specialist Systems | IONSCAN | 1 |  | 85002990 | NO REF | SMITHS HEIMANN | IONSCAN 400B | 19652 | AVERAGE
T 1 MAIN BUILDING A/S | ZONE 218 | FCC SEARCH | LIVE AREA | Specialist Systems | SABRE EXPLOSIVES DECT | 1 |  |  | 12142 SCR-MDV-SES00049 | SMITHS HEIMANN | SABRE EXV | 44702 | GOOD
T 1 MAIN BUILDING A/S | ZONE 218 | FCC SEARCH | LIVE AREA | Specialist Systems | XRAY MACHINE | 1 |  |  | NO REF | SMITHS HEIMANN | HS 6040ATIX | 76629 | GOOD
T 1 MAIN BUILDING A/S | ZONE 218 | FCC SEARCH | LIVE AREA | Specialist Systems | HHMD METAL DEC | 1 |  |  | F-3-B | ADAMS ELECTRONICS | AD2300 |  | GOOD
T 1 MAIN BUILDING A/S | ZONE 218 | FCC SEARCH | LIVE AREA | Specialist Systems | HHMD METAL DEC | 1 |  |  | F-3-A | ADAMS ELECTRONICS | NO REF |  | GOOD
T 1 MAIN BUILDING A/S | ZONE 218 | FCC SEARCH | LIVE AREA | Specialist Systems | HHMD METAL DEC | 1 |  |  | C-5-A | ADAMS ELECTRONICS | AD16 |  | GOOD
T 1 MAIN BUILDING A/S | ZONE 218 | FCC SEARCH | LIVE AREA | Fire | FIRE DOOR | 1 |  |  | T 1 - FDR 0574 |  |  |  | GOOD
T 1 MAIN BUILDING A/S | ZONE 218 | FCC SEARCH | LIVE AREA | Fire | FIRE DOOR | 1 |  |  | T 1 - FDR 0573 |  |  |  | GOOD
T 1 MAIN BUILDING A/S | ZONE 218 | FCC SEARCH | LIVE AREA | Fire | FIRE DOOR | 1 |  |  | T 1 - FDR 0572 |  |  |  | GOOD
T 1 MAIN BUILDING A/S | ZONE 218 | FCC SEARCH | LIVE AREA | Fire | FIRE DOOR | 1 |  |  | T 1 - FDR 0571 |  |  |  | GOOD
T 1 MAIN BUILDING A/S | ZONE 218 | FCC SEARCH | LIVE AREA | Electrical | EMRGY SIGN | 2 |  |  | NO REF |  |  |  | GOOD
T 1 MAIN BUILDING A/S | ZONE 218 | FCC SEARCH | LIVE AREA | Electrical | Static Signage | 1 |  | AUTHORISED PERSONS ONLY | NO REF |  |  |  | GOOD
T 1 MAIN BUILDING A/S | ZONE 218 | FCC SEARCH | LIVE AREA | Specialist Systems | PASSENGER MOVEMENT DEC | 1 |  |  | BAA 460638 | SICK |  |  | GOOD
T 1 MAIN BUILDING A/S | ZONE 218 | FCC SEARCH | LIVE AREA | Specialist Systems | PASSENGER MOVEMENT DEC | 1 |  |  | BAA 460636 | SICK |  |  | GOOD
T 1 MAIN BUILDING A/S | ZONE 218 | FCC SEARCH | LIVE AREA | Specialist Systems | PASSENGER MOVEMENT DEC | 1 |  |  | BAA 460637 | SICK |  |  | GOOD
T 1 MAIN BUILDING A/S | ZONE 218 | FCC SEARCH | LIVE AREA | IT | CCTV | 1 |  |  | CCTV-ICD-10286 | SONY |  |  | GOOD
T 1 MAIN BUILDING A/S | ZONE 218 | FCC SEARCH | LIVE AREA | IT | CCTV | 1 |  |  | CCTV-ICD-10142 |  |  |  | GOOD
T 1 MAIN BUILDING A/S | ZONE 218 | FCC SEARCH | LIVE AREA | IT | FIDS | 2 |  |  | NO REF | SAMSUNG | SYNC MASTER 400 |  | GOOD
T 1 MAIN BUILDING A/S | ZONE 218 | FCC SEARCH | LIVE AREA | Electrical | NORMAL LIGHTING | 152 |  |  | NO REF |  |  |  | AVERAGE
T 1 MAIN BUILDING A/S | ZONE 218 | FCC SEARCH | LIVE AREA | IT | WLAN | 1 |  |  | BAA-ECAP2230-A23 |  |  |  | AVERAGE
T 1 MAIN BUILDING A/S | ZONE 218 | FCC SEARCH | LIVE AREA | Specialist Systems | IONSCAN | 1 |  |  | BAA PAT 12 05511 | SMITHS HEIMANN | IONSCAN 400B | 25895 | AVERAGE
T 1 MAIN BUILDING A/S | ZONE 218 | FCC SEARCH | LIVE AREA | Fire | FIU | 1 |  |  | 2104-232 | GENT | 34450 |  | AVERAGE
T 1 MAIN BUILDING A/S | ZONE 218 | FCC SEARCH | LIVE AREA | Fire | FIU | 2 |  |  | NO REF | GENT | 34415 |  | AVERAGE
T 1 MAIN BUILDING A/S | ZONE 218 | FCC SEARCH | LIVE AREA | Fire | FIRE DOOR | 2 |  |  | NO REF |  |  |  | GOOD
T 1 MAIN BUILDING A/S | ZONE 218 | FCC SEARCH | LIVE AREA | Fire | FIRE DOOR | 1 |  |  | T 1 - FDR 0566 |  |  |  | GOOD
T 1 MAIN BUILDING A/S | ZONE 218 | FCC SEARCH | LIVE AREA | Electrical | DB | 1 |  |  | T 1 -DB - 0939 |  |  |  | AVERAGE
T 1 MAIN BUILDING A/S | ZONE 218 | FCC SEARCH | LIVE AREA | Electrical | DB | 1 |  |  | T 1-DB - 0935 |  |  |  | AVERAGE
T 1 MAIN BUILDING A/S | ZONE 218 | FCC SEARCH | LIVE AREA | Electrical | DB | 1 |  |  | T 1 -DB - 0936 |  |  |  | AVERAGE
T 1 MAIN BUILDING A/S | ZONE 218 | FCC SEARCH | LIVE AREA | Electrical | DB | 1 |  |  | T 1 -DB- 0937 |  |  |  | AVERAGE
T 1 MAIN BUILDING A/S | ZONE 218 | FCC SEARCH | LIVE AREA | Electrical | DB | 1 |  |  | T 1 -DB- 0938 |  |  |  | AVERAGE
T 1 MAIN BUILDING A/S | ZONE 218 | FCC SEARCH | LIVE AREA | Electrical | EMRGY SIGN | 1 |  |  | NO REF |  |  |  | GOOD
T 1 MAIN BUILDING A/S | ZONE 218 | FCC SEARCH | LIVE AREA | IT | BLUETOOTH | 1 |  |  | BAA 460646 |  |  |  | GOOD
T 1 MAIN BUILDING A/S | ZONE 218 | FCC SEARCH | LIVE AREA | IT | BLUETOOTH | 1 |  |  | BAA 460645 |  |  |  | GOOD
T 1 MAIN BUILDING A/S | ZONE 218 | FCC SEARCH | LIVE AREA | IT | BLUETOOTH | 1 |  |  | BAA 460644 |  |  |  | GOOD
T 1 MAIN BUILDING A/S | ZONE 218 | FCC SEARCH | LIVE AREA | IT | BLUETOOTH | 1 |  |  | BAA 460643 |  |  |  | GOOD
T 1 MAIN BUILDING A/S | ZONE 218 | FCC SEARCH | LIVE AREA | IT | BLUETOOTH | 1 |  |  | BAA 460642 |  |  |  | GOOD
T 1 MAIN BUILDING A/S | ZONE 219 | FCC TOILETS | LIVE AREA | Electrical | Static Signage | 1 |  | PURPLE SIGN TOILETS | NO REF |  |  |  | POOR
T 1 MAIN BUILDING A/S | ZONE 219 | FCC TOILETS | LIVE AREA | Mechanical | WATER DRINK FOUTAIN | 1 |  |  | NO REF |  |  |  | GOOD
T 1 MAIN BUILDING A/S | ZONE 219 | FCC TOILETS | LIVE AREA | Mechanical | SINK | 1 |  |  | NO REF |  |  |  | GOOD
T 1 MAIN BUILDING A/S | ZONE 219 | FCC TOILETS | LIVE AREA | Electrical | NORMAL LIGHTS | 43 |  |  | NO REF |  |  |  | GOOD
T 1 MAIN BUILDING A/S | ZONE 219 | FCC TOILETS | LIVE AREA | Electrical | NORMAL LIGHTS CONTROL | 7 |  |  | NO REF |  |  |  | GOOD
T 1 MAIN BUILDING A/S | ZONE 219 | FCC TOILETS | LIVE AREA | Electrical | ELT | 1 |  |  | 11103-ELT-LEM00192 |  |  |  | GOOD
T 1 MAIN BUILDING A/S | ZONE 219 | FCC TOILETS | LIVE AREA | Fire | FIRE DOOR | 1 |  |  | T 1 - FDR 0626 |  |  |  | GOOD
T 1 MAIN BUILDING A/S | ZONE 219 | FCC TOILETS | LIVE AREA | Electrical | ELT | 1 |  |  | 11103-ELT-LEM00193 |  |  |  | GOOD
T 1 MAIN BUILDING A/S | ZONE 219 | FCC TOILETS | LIVE AREA | Electrical | ELT | 1 |  |  | 11103-ELT-LEM00194 |  |  |  | GOOD
T 1 MAIN BUILDING A/S | ZONE 219 | FCC TOILETS | LIVE AREA | Electrical | ELT | 1 |  |  | 11103-ELT-LEM00195 |  |  |  | GOOD
T 1 MAIN BUILDING A/S | ZONE 219 | FCC TOILETS | LIVE AREA | Electrical | ELT | 1 |  |  | 11103-ELT-LEM00196 |  |  |  | GOOD
T 1 MAIN BUILDING A/S | ZONE 219 | FCC TOILETS | LIVE AREA | Electrical | HAND DRYER | 6 |  |  | NO REF | XLERATOR |  |  | GOOD
T 1 MAIN BUILDING A/S | ZONE 219 | FCC TOILETS | LIVE AREA |  | MIRROR | 9 |  |  | NO REF |  |  |  | GOOD
T 1 MAIN BUILDING A/S | ZONE 219 | FCC TOILETS | LIVE AREA | Mechanical | URINALS | 3 |  |  | NO REF |  |  |  | GOOD
T 1 MAIN BUILDING A/S | ZONE 219 | FCC TOILETS | LIVE AREA | Mechanical | SINKS | 11 |  |  | NO REF |  |  |  | GOOD
T 1 MAIN BUILDING A/S | ZONE 219 | FCC TOILETS | LIVE AREA |  | SOAP DISPENSORS | 9 |  |  | NO REF |  |  |  | GOOD
T 1 MAIN BUILDING A/S | ZONE 219 | FCC TOILETS | LIVE AREA | Mechanical | TOILET | 12 |  |  | NO REF |  |  |  | GOOD
T 1 MAIN BUILDING A/S | ZONE 219 | FCC TOILETS | LIVE AREA | Fire | SOUNDERS & BEACONS | 6 |  |  | NO REF |  |  |  | GOOD
T 1 MAIN BUILDING A/S | ZONE 219 | FCC TOILETS | LIVE AREA | Fire | FIRE DOOR | 1 |  |  | T 1 -FDR 0625 |  |  |  | GOOD
T 1 MAIN BUILDING A/S | ZONE 219 | FCC TOILETS | LIVE AREA | Electrical | SALTO | 5 |  |  | NO REF |  |  |  | GOOD
T 1 MAIN BUILDING A/S | ZONE 219 | FCC TOILETS | LIVE AREA | Fire | FIRE DOOR | 1 |  |  | T 1 - FDR 0623 |  |  |  | GOOD
T 1 MAIN BUILDING A/S | ZONE 219 | FCC TOILETS | LIVE AREA | Electrical | ELT | 1 |  |  | 11103-ELT-LEM00189 |  |  |  | GOOD
T 1 MAIN BUILDING A/S | ZONE 219 | FCC TOILETS | LIVE AREA | Electrical | ELT | 1 |  |  | 11103-ELT-LEM00190 |  |  |  | GOOD
T 1 MAIN BUILDING A/S | ZONE 219 | FCC TOILETS | LIVE AREA | Electrical | ELT | 1 |  |  | 11103-ELT-LEM00183 |  |  |  | GOOD
T 1 MAIN BUILDING A/S | ZONE 219 | FCC TOILETS | LIVE AREA | Fire | FIRE DOOR | 1 |  |  | T 1-FDR 0622 |  |  |  | GOOD
T 1 MAIN BUILDING A/S | ZONE 219 | FCC TOILETS | LIVE AREA | Electrical | ELT | 1 |  |  | 11103-ELT-LEM00185 |  |  |  | GOOD
T 1 MAIN BUILDING A/S | ZONE 219 | FCC TOILETS | LIVE AREA | Electrical | ELT | 1 |  |  | 11103-ELT-LEM00184 |  |  |  | GOOD
T 1 MAIN BUILDING A/S | ZONE 219 | FCC TOILETS | LIVE AREA | Electrical | ELT | 1 |  |  | NO REF |  |  |  | GOOD
T 1 MAIN BUILDING A/S | ZONE 219 | FCC TOILETS | LIVE AREA | Electrical | FLUSH VALVES | 12 |  |  | NO REF | DVS | D100 |  | GOOD
T 1 MAIN BUILDING A/S | ZONE 219 | FCC TOILETS | LIVE AREA | Electrical | OVER FLOW CONTROL | 1 |  |  | NO REF |  | D107/OFD |  | GOOD
T 1 MAIN BUILDING A/S | ZONE 219 | FCC TOILETS | LIVE AREA | Electrical | ELT | 1 |  |  | NO REF |  |  |  | AVERAGE
T 1 MAIN BUILDING A/S | ZONE 219 | FCC TOILETS | LIVE AREA | Fire | FIRE DOOR | 1 |  |  | T 1 - FDR 0619 |  |  |  | AVERAGE
T 1 MAIN BUILDING A/S | ZONE 219 | FCC TOILETS | LIVE AREA | Electrical | ELT | 1 |  |  | 11103-ELT-LEM00182 |  |  |  | AVERAGE
T 1 MAIN BUILDING A/S | ZONE 219 | FCC TOILETS | LIVE AREA | Electrical | LTG LIGHT CONTACTOR PAN | 4 |  |  | NO REF | NEWLEC |  |  | AVERAGE
T 1 MAIN BUILDING A/S | ZONE 219 | FCC TOILETS | LIVE AREA | Electrical | DB | 1 |  |  | T 1 -DB-0948 |  |  |  | AVERAGE
T 1 MAIN BUILDING A/S | ZONE 219 | FCC TOILETS | LIVE AREA | Electrical | DB | 1 |  |  | T 1 -DB-0949 |  |  |  | AVERAGE
T 1 MAIN BUILDING A/S | ZONE 219 | FCC TOILETS | LIVE AREA | Electrical | DB | 1 |  |  | T 1-DB-0950 |  |  |  | AVERAGE
T 1 MAIN BUILDING A/S | ZONE 219 | FCC TOILETS | LIVE AREA | Electrical | DB | 1 |  |  | T 1-DB-0951 |  |  |  | AVERAGE
T 1 MAIN BUILDING A/S | ZONE 219 | FCC TOILETS | LIVE AREA | Electrical | DB | 1 |  |  | T 1 -DB-0952 |  |  |  | AVERAGE
T 1 MAIN BUILDING A/S | ZONE 219 | FCC TOILETS | LIVE AREA | Fire | FIRE DOOR | 1 |  |  | NO REF |  |  |  | AVERAGE
T 1 MAIN BUILDING A/S | ZONE 219 | FCC TOILETS | LIVE AREA | Electrical | ELT | 1 |  |  | 11104-ELT-LEM00199 |  |  |  | AVERAGE
T 1 MAIN BUILDING A/S | ZONE 219 | FCC TOILETS | LIVE AREA | Fire | FIRE DOOR | 1 |  |  | T 1 - FDR 0620 |  |  |  | AVERAGE
T 1 MAIN BUILDING A/S | ZONE 219 | FCC TOILETS | LIVE AREA | Electrical | DB | 1 |  |  | T 1 -DB-0954 |  |  |  | AVERAGE
T 1 MAIN BUILDING A/S | ZONE 219 | FCC TOILETS | LIVE AREA | Electrical | DB | 1 |  |  | T 1 -DB-0953 |  |  |  | POOR
T 1 MAIN BUILDING A/S | ZONE 219 | FCC TOILETS | LIVE AREA | Electrical | BMS PANEL | 1 |  |  | OUTSTATION 82 | SATCHWELL |  |  | AVERAGE
T 1 MAIN BUILDING A/S | ZONE 219 | FCC TOILETS | LIVE AREA | Electrical | METER | 1 |  | ID 00000116 | NO REF |  |  |  | POOR
T 1 MAIN BUILDING A/S | ZONE 219 | FCC TOILETS | LIVE AREA | Electrical | FIRE ALARM INTERFACE PANEL | 1 |  |  | OK 053 |  |  |  | AVERAGE
T 1 MAIN BUILDING A/S | ZONE 219 | FCC TOILETS | LIVE AREA | Electrical | MAIN ISOLATOR | 1 |  | 01K061 | P103269 |  |  |  | POOR
T 1 MAIN BUILDING A/S | ZONE 219 | FCC TOILETS | LIVE AREA | IT | BT CELLNET | 1 |  | 01K029 | C12027 |  |  |  | POOR
T 1 MAIN BUILDING A/S | ZONE 219 | FCC TOILETS | LIVE AREA | Electrical | Static Signage | 1 |  | BABY CHANGE | NO REF |  |  |  | GOOD
T 1 MAIN BUILDING A/S | ZONE 219 | FCC TOILETS | LIVE AREA | Electrical | Static Signage | 1 |  | DISABLE | NO REF |  |  |  | GOOD
T 1 MAIN BUILDING A/S | ZONE 219 | FCC TOILETS | LIVE AREA | Electrical | Static Signage | 1 |  | LADIES | NO REF |  |  |  | GOOD
T 1 MAIN BUILDING A/S | ZONE 219 | FCC TOILETS | LIVE AREA | Electrical | Static Signage | 1 |  | GENTS | NO REF |  |  |  | GOOD
T 1 MAIN BUILDING A/S | ZONE 219 | FCC TOILETS | LIVE AREA | HVAC | HVAC GRIL | 1 |  |  | 11103-HVAC-GRIL00134 |  |  |  | AVERAGE
T 1 MAIN BUILDING A/S | ZONE 219 | FCC TOILETS | LIVE AREA | HVAC | HVAC GRIL | 1 |  |  | 11103-HVAC-GRIL00135 |  |  |  | AVERAGE
T 1 MAIN BUILDING A/S | ZONE 219 | FCC TOILETS | LIVE AREA | HVAC | HVAC GRIL | 1 |  |  | 11103-HVAC-GRIL00136 |  |  |  | AVERAGE
T 1 MAIN BUILDING A/S | ZONE 219 | FCC TOILETS | LIVE AREA | HVAC | HVAC GRIL | 1 |  |  | 11103-HVAC-GRIL00132 |  |  |  | AVERAGE
T 1 MAIN BUILDING A/S | ZONE 219 | FCC TOILETS | LIVE AREA | HVAC | HVAC GRIL | 1 |  |  | 11103-HVAC-GRIL00120 |  |  |  | AVERAGE
T 1 MAIN BUILDING A/S | ZONE 219 | FCC TOILETS | LIVE AREA | HVAC | HVAC GRIL | 1 |  |  | 11103-HVAC-GRIL00119 |  |  |  | AVERAGE
T 1 MAIN BUILDING A/S | ZONE 219 | FCC TOILETS | LIVE AREA | HVAC | HVAC GRIL | 1 |  |  | 11103-HVAC-GRIL00118 |  |  |  | AVERAGE
T 1 MAIN BUILDING A/S | ZONE 219 | FCC TOILETS | LIVE AREA | HVAC | HVAC GRIL | 1 |  |  | 11103-HVAC-GRIL00125 |  |  |  | AVERAGE
T 1 MAIN BUILDING A/S | ZONE 219 | FCC TOILETS | LIVE AREA | HVAC | HVAC GRIL | 1 |  |  | 11103-HVAC-GRIL00116 |  |  |  | AVERAGE
T 1 MAIN BUILDING A/S | ZONE 219 | FCC TOILETS | LIVE AREA | HVAC | HVAC GRIL | 1 |  |  | 11103-HVAC-GRIL00137 |  |  |  | AVERAGE
T 1 MAIN BUILDING A/S | ZONE 219 | FCC TOILETS | LIVE AREA | HVAC | HVAC GRIL | 1 |  |  | 11103-HVAC-GRIL00138 |  |  |  | AVERAGE
T 1 MAIN BUILDING A/S | ZONE 220 | FCC COACHING LEVEL | LIVE AREA | Electrical | DB | 1 |  |  | T 1 - DB-0925 |  |  | MEM | AVERAGE
T 1 MAIN BUILDING A/S | ZONE 220 | FCC COACHING LEVEL | LIVE AREA | Electrical | AUTO DOOR | 1 |  |  | ID 0-36 |  |  |  | POOR
T 1 MAIN BUILDING A/S | ZONE 220 | FCC COACHING LEVEL | LIVE AREA | Electrical | MAID NEW | 6 |  |  | NO REF |  |  |  | GOOD
T 1 MAIN BUILDING A/S | ZONE 220 | FCC COACHING LEVEL | LIVE AREA | Electrical | EMRGY SIGN | 9 |  |  | NO REF |  |  |  | AVERAGE
T 1 MAIN BUILDING A/S | ZONE 220 | FCC COACHING LEVEL | LIVE AREA | Fire | FIU | 1 |  |  | 2101-039 | GENT | 34415 |  | AVERAGE
T 1 MAIN BUILDING A/S | ZONE 220 | FCC COACHING LEVEL | LIVE AREA | Fire | FIU | 1 |  |  | 2101-09 | GENT | 3144 |  | AVERAGE
T 1 MAIN BUILDING A/S | ZONE 220 | FCC COACHING LEVEL | LIVE AREA | Electrical | Static Signage | 2 |  | BUS TO TERMINAL 3 | NO REF |  |  |  | GOOD
T 1 MAIN BUILDING A/S | ZONE 220 | FCC COACHING LEVEL | LIVE AREA | HVAC | HVAC UNIT | 10 |  |  | NO REF | THEMOSCREENS |  |  | AVERAGE
T 1 MAIN BUILDING A/S | ZONE 220 | FCC COACHING LEVEL | LIVE AREA | Electrical | AUTO DOOR | 1 |  |  | T1 FCC AUTO DOOR 0-35 | KONE |  |  | AVERAGE
T 1 MAIN BUILDING A/S | ZONE 220 | FCC COACHING LEVEL | LIVE AREA | Electrical | AUTO DOOR | 1 |  |  | T1 FCC AUTO DOOR 0-34 | KONE |  |  | AVERAGE
T 1 MAIN BUILDING A/S | ZONE 220 | FCC COACHING LEVEL | LIVE AREA | Electrical | DIU | 1 |  |  | NO REF | CEM SYSTEMS |  |  | AVERAGE
T 1 MAIN BUILDING A/S | ZONE 220 | FCC COACHING LEVEL | LIVE AREA | IT | TV | 3 |  |  | NO REF | NEC | MULTISYNC P402 |  | GOOD
T 1 MAIN BUILDING A/S | ZONE 220 | FCC COACHING LEVEL | LIVE AREA | Fire | FIU | 1 |  |  | FAS/INF00017 | GENT | 34415 |  | AVERAGE
T 1 MAIN BUILDING A/S | ZONE 220 | FCC COACHING LEVEL | LIVE AREA | Fire | FIU | 1 |  |  | FAS/INF00018 | GENT | 34415 |  | AVERAGE
T 1 MAIN BUILDING A/S | ZONE 220 | FCC COACHING LEVEL | LIVE AREA | Electrical | CHECK IN DESK | 1 |  |  | NO REF |  |  |  | AVERAGE
T 1 MAIN BUILDING A/S | ZONE 220 | FCC COACHING LEVEL | LIVE AREA | Electrical | PANIC ALARM PANEL | 1 |  |  | NO REF | ATKINS |  |  | POOR
T 1 MAIN BUILDING A/S | ZONE 220 | FCC COACHING LEVEL | LIVE AREA | Electrical | HEATER | 1 |  |  | LH 42 | DIMPLEX |  |  | AVERAGE
T 1 MAIN BUILDING A/S | ZONE 220 | FCC COACHING LEVEL | LIVE AREA | Electrical | DIGITAL INFO SCREEN | 1 |  |  | NO REF |  |  |  | AVERAGE
T 1 MAIN BUILDING A/S | ZONE 220 | FCC COACHING LEVEL | LIVE AREA | IT | FIDS | 2 |  | FLIGHT CONNET INFORMATION | NO REF |  |  |  | AVERAGE
T 1 MAIN BUILDING A/S | ZONE 220 | FCC COACHING LEVEL | LIVE AREA | IT | FIDS | 2 |  | FLIGHT CONNET INFORMATION | NO REF |  |  |  | AVERAGE
T 1 MAIN BUILDING A/S | ZONE 220 | FCC COACHING LEVEL | LIVE AREA | Fire | FIRE DOOR | 1 |  |  | 6481301 |  |  |  | AVERAGE
T 1 MAIN BUILDING A/S | ZONE 220 | FCC COACHING LEVEL | LIVE AREA | IT | CCTV | 1 |  |  | NO REF | SONY |  |  | AVERAGE
T 1 MAIN BUILDING A/S | ZONE 220 | FCC COACHING LEVEL | LIVE AREA | Electrical | Static Signage | 1 |  | BUS TO TERMINAL 4 | NO REF |  |  |  | AVERAGE
T 1 MAIN BUILDING A/S | ZONE 220 | FCC COACHING LEVEL | LIVE AREA | Electrical | Static Signage | 1 |  | BUS TO TERNINAL 4 & 5 | NO REF |  |  |  | AVERAGE
T 1 MAIN BUILDING A/S | ZONE 220 | FCC COACHING LEVEL | LIVE AREA | Fire | FIU | 1 |  |  | FAS/INF0015 | GENT | 34415 |  | AVERAGE
T 1 MAIN BUILDING A/S | ZONE 220 | FCC COACHING LEVEL | LIVE AREA | Fire | FIU | 1 |  |  | 210I-36 | GENT | 34415 |  | AVERAGE
T 1 MAIN BUILDING A/S | ZONE 220 | FCC COACHING LEVEL | LIVE AREA | Electrical | AUTO DOOR | 1 |  |  | T1 FCC AUTO DOOR 0-38 | KONE |  |  | AVERAGE
T 1 MAIN BUILDING A/S | ZONE 220 | FCC COACHING LEVEL | LIVE AREA | Electrical | Static Signage | 1 |  | WELCOME TO TERMINAL 1 | NO REF |  |  |  | AVERAGE
T 1 MAIN BUILDING A/S | ZONE 220 | FCC COACHING LEVEL | LIVE AREA | Electrical | DIU | 2 |  |  | NO REF | CEM SYSTEMS |  |  | GOOD
T 1 MAIN BUILDING A/S | ZONE 220 | FCC COACHING LEVEL | LIVE AREA | Electrical | AUTO DOOR | 1 |  |  | T1 FCC AUTO DOOR 0-40 | KONE |  |  | AVERAGE
T 1 MAIN BUILDING A/S | ZONE 220 | FCC COACHING LEVEL | LIVE AREA | Electrical | AUTO DOOR | 1 |  |  | T1-AD41 | KONE |  |  | AVERAGE
T 1 MAIN BUILDING A/S | ZONE 220 | FCC COACHING LEVEL | LIVE AREA | Electrical | AUTO DOOR | 1 |  |  | T1 FCC AUTO DOOR 0-39 | KONE |  |  | AVERAGE
T 1 MAIN BUILDING A/S | ZONE 220 | FCC COACHING LEVEL | LIVE AREA | Electrical | HEATER | 1 |  |  | NO REF | DIMPLEX |  |  | AVERAGE
T 1 MAIN BUILDING A/S | ZONE 220 | FCC COACHING LEVEL | LIVE AREA | Electrical | CHECK IN DESK | 1 |  |  | NO REF |  |  |  | AVERAGE
T 1 MAIN BUILDING A/S | ZONE 220 | FCC COACHING LEVEL | LIVE AREA | Electrical | Static Signage | 1 |  | BUS TO TERMINAL 5 | NO REF |  |  |  | AVERAGE
T 1 MAIN BUILDING A/S | ZONE 220 | FCC COACHING LEVEL | LIVE AREA | Electrical | DIGTAL INFO SCREEN | 1 |  |  | NO REF |  |  |  | AVERAGE
T 1 MAIN BUILDING A/S | ZONE 220 | FCC COACHING LEVEL | LIVE AREA | Electrical | MAID OLD | 2 |  |  | NO REF |  |  |  | POOR
T 1 MAIN BUILDING A/S | ZONE 220 | FCC COACHING LEVEL | LIVE AREA | Electrical | MAID NEW | 2 |  |  | NO REF |  |  |  | GOOD
T 1 MAIN BUILDING A/S | ZONE 220 | FCC COACHING LEVEL | LIVE AREA | Electrical | AUTO DOOR | 1 |  |  | 11103-WLLMDR-00038 | KONE |  |  | AVERAGE
T 1 MAIN BUILDING A/S | ZONE 220 | FCC COACHING LEVEL | LIVE AREA | Electrical | Static Signage | 1 |  | BUS TO TERNINAL 5 | NO REF |  |  |  | GOOD
T 1 MAIN BUILDING A/S | ZONE 220 | FCC COACHING LEVEL | LIVE AREA | Electrical | AUTO DOOR | 1 |  |  | T1 FCC AUTO DOOR 0-31 | KONE |  |  | AVERAGE
T 1 MAIN BUILDING A/S | ZONE 220 | FCC COACHING LEVEL | LIVE AREA | Electrical | AUTO DOOR | 1 |  |  | AD30 | KONE |  |  | AVERAGE
T 1 MAIN BUILDING A/S | ZONE 220 | FCC COACHING LEVEL | LIVE AREA | Fire | FIU | 1 |  |  | FAS/INF00016 | GENT | 34415 |  | AVERAGE
T 1 MAIN BUILDING A/S | ZONE 220 | FCC COACHING LEVEL | LIVE AREA | Fire | FIU | 1 |  |  | 2101-29 | GENT | 34415 |  | AVERAGE
T 1 MAIN BUILDING A/S | ZONE 220 | FCC COACHING LEVEL | LIVE AREA | Electrical | DIU | 2 |  |  | NO REF | CEM SYSTEMS |  |  | AVERAGE
T 1 MAIN BUILDING A/S | ZONE 220 | FCC COACHING LEVEL | LIVE AREA | Electrical | NORMAL LIGHTING | 88 |  |  | NO REF |  |  |  | AVERAGE
T 1 MAIN BUILDING A/S | ZONE 220 | FCC COACHING LEVEL | LIVE AREA | IT | CCTV | 1 |  |  | NO REF | TELTOUCHSTONE |  |  | AVERAGE
T 1 MAIN BUILDING A/S | ZONE 220 | FCC COACHING LEVEL | LIVE AREA | IT | CCTV | 1 |  |  | NO REF |  |  |  | POOR
T 1 MAIN BUILDING A/S | ZONE 220 | FCC COACHING LEVEL | LIVE AREA | IT | CCTV | 1 |  |  | NO REF | SANYO |  |  | POOR
T 1 MAIN BUILDING A/S | ZONE 220 | FCC COACHING LEVEL | LIVE AREA | Electrical | DB | 1 |  |  | T 1 -DB-0926 |  |  |  | POOR
T 1 MAIN BUILDING A/S | ZONE 220 | FCC COACHING LEVEL | LIVE AREA | Fire | FIRE DOOR | 3 |  |  | NO REF |  |  |  | GOOD
T 1 MAIN BUILDING A/S | ZONE 220 | FCC COACHING LEVEL | LIVE AREA | Fire | FIRE ALARM SMOKE DECTOR | 6 |  |  | NO REF |  |  |  | AVERAGE
T 1 MAIN BUILDING A/S | ZONE 221 | FCC COACHING TOILETS | LIVE AREA | Electrical | HAND DRYER | 1 |  |  | NO REF | XLERATOR |  |  | AVERAGE
T 1 MAIN BUILDING A/S | ZONE 221 | FCC COACHING TOILETS | LIVE AREA |  | MIRROR | 8 |  |  | NO REF |  |  |  | AVERAGE
T 1 MAIN BUILDING A/S | ZONE 221 | FCC COACHING TOILETS | LIVE AREA | Mechanical | TOILET | 6 |  |  | NO REF |  |  |  | POOR
T 1 MAIN BUILDING A/S | ZONE 221 | FCC COACHING TOILETS | LIVE AREA | Mechanical | SINK | 7 |  |  | NO REF |  |  |  | AVERAGE
T 1 MAIN BUILDING A/S | ZONE 221 | FCC COACHING TOILETS | LIVE AREA |  | SOAP DISPENSER | 5 |  |  | NO REF |  |  |  | GOO
T 1 MAIN BUILDING A/S | ZONE 221 | FCC COACHING TOILETS | LIVE AREA | Electrical | NORMAL LIGHTING | 20 |  |  | NO REF |  |  |  | AVERAGE
T 1 MAIN BUILDING A/S | ZONE 221 | FCC COACHING TOILETS | LIVE AREA | Electrical | ELT | 3 |  |  | NO REF |  |  |  | AVERAGE
T 1 MAIN BUILDING A/S | ZONE 221 | FCC COACHING TOILETS | LIVE AREA | Mechanical | URINAL | 3 |  |  | NO REF |  |  |  | AVERAGE
T 1 MAIN BUILDING A/S | ZONE 221 | FCC COACHING TOILETS | LIVE AREA | Electrical | HAND DRYER | 3 |  |  | NO REF | CANNON |  |  | AVERAGE
T 1 MAIN BUILDING A/S | ZONE 221 | FCC COACHING TOILETS | LIVE AREA | Fire | FIRE DOOR | 1 |  |  | NO REF |  |  |  | POOR
T 1 MAIN BUILDING A/S | ZONE 221 | FCC COACHING TOILETS | LIVE AREA | Electrical | Static Signage | 1 |  | DISABLE | NO REF |  |  |  | AVERAGE
T 1 MAIN BUILDING A/S | ZONE 221 | FCC COACHING TOILETS | LIVE AREA | Electrical | Static Signage | 1 |  | LADIES | NO REF |  |  |  | AVERAGE
T 1 MAIN BUILDING A/S | ZONE 221 | FCC COACHING TOILETS | LIVE AREA | Electrical | Static Signage | 1 |  | GENTS | NO REF |  |  |  | AVERAGE
T 1 MAIN BUILDING A/S | ZONE 206 | IMMIGRATION TOILETS | LIVE AREA | Fire | FIRE DORR | 4 |  |  | NO REF |  |  |  | GOOD
T 1 MAIN BUILDING A/S | ZONE 206 | IMMIGRATION TOILETS | LIVE AREA | Electrical | ELT | 1 |  |  | ELT-LMN10075 |  |  |  | AVERAGE
T 1 MAIN BUILDING A/S | ZONE 206 | IMMIGRATION TOILETS | LIVE AREA | Electrical | NORM/ LIGHTING CONTROL | 1 |  |  | NLT-CDV-10032 |  |  |  | GOOD
T 1 MAIN BUILDING A/S | ZONE 206 | IMMIGRATION TOILETS | LIVE AREA | Electrical | OVER FLOW PANEL | 1 |  |  | NO REF | DVS | D10-OFD |  | GOOD
T 1 MAIN BUILDING A/S | ZONE 206 | IMMIGRATION TOILETS | LIVE AREA | Mechanical | SINK | 10 |  |  | NO REF |  |  |  | AVERAGE
T 1 MAIN BUILDING A/S | ZONE 206 | IMMIGRATION TOILETS | LIVE AREA |  | MIRROR | 12 |  |  | NO REF |  |  |  | AVERAGE
T 1 MAIN BUILDING A/S | ZONE 206 | IMMIGRATION TOILETS | LIVE AREA | Fire | SOUNDERS & BEACONS | 5 |  |  | NO REF |  |  |  | GOOD
T 1 MAIN BUILDING A/S | ZONE 206 | IMMIGRATION TOILETS | LIVE AREA | Mechanical | TOILET | 11 |  |  | NO REF |  |  |  | GOOD
T 1 MAIN BUILDING A/S | ZONE 206 | IMMIGRATION TOILETS | LIVE AREA |  | SOAP DISPENSOR | 9 |  |  | NO REF |  |  |  | GOOD
T 1 MAIN BUILDING A/S | ZONE 206 | IMMIGRATION TOILETS | LIVE AREA | Electrical | HAND DRYER | 3 |  |  | NO REF | XLERATOR |  |  | GOOD
T 1 MAIN BUILDING A/S | ZONE 206 | IMMIGRATION TOILETS | LIVE AREA | Electrical | ELT | 1 |  |  | ELT-LMN10069 |  |  |  | AVERAGE
T 1 MAIN BUILDING A/S | ZONE 206 | IMMIGRATION TOILETS | LIVE AREA | Electrical | NORMAL LIGHTING | 36 |  |  | NO REF |  |  |  | GOOD
T 1 MAIN BUILDING A/S | ZONE 206 | IMMIGRATION TOILETS | LIVE AREA | Electrical | PANIC ALARM | 2 |  |  | NO REF |  |  |  | AVERAGE
T 1 MAIN BUILDING A/S | ZONE 206 | IMMIGRATION TOILETS | LIVE AREA | Electrical | ELT | 1 |  |  | ELT-LMN10068 |  |  |  | AVERAGE
T 1 MAIN BUILDING A/S | ZONE 206 | IMMIGRATION TOILETS | LIVE AREA | Electrical | ELT | 1 |  |  | ELT-LMN10065 |  |  |  | AVERAGE
T 1 MAIN BUILDING A/S | ZONE 206 | IMMIGRATION TOILETS | LIVE AREA | Mechanical | URINAL | 3 |  |  | NO REF |  |  |  | AVERAGE
T 1 MAIN BUILDING A/S | ZONE 206 | IMMIGRATION TOILETS | LIVE AREA | Electrical | ELT | 1 |  |  | ELT-LMN10066 |  |  |  | AVERAGE
T 1 MAIN BUILDING A/S | ZONE 206 | IMMIGRATION TOILETS | LIVE AREA | Electrical | NORM/ LIGHTING CONTROL | 1 |  |  | NTL-CDV-10027 |  |  |  | GOOD
T 1 MAIN BUILDING A/S | ZONE 206 | IMMIGRATION TOILETS | LIVE AREA | Electrical | NORM/ LIGHTING CONTROL | 1 |  |  | NTL-CDV-10026 |  |  |  | GOOD
T 1 MAIN BUILDING A/S | ZONE 206 | IMMIGRATION TOILETS | LIVE AREA | Electrical | HAND DRYER | 6 |  |  | NO REF |  |  |  | AVERAGE
T 1 MAIN BUILDING A/S | ZONE 206 | IMMIGRATION TOILETS | LIVE AREA | Electrical | ELT | 1 |  |  | ELT-LMN10062 |  |  |  | AVERAGE
T 1 MAIN BUILDING A/S | ZONE 206 | IMMIGRATION TOILETS | LIVE AREA | Electrical | ELT | 1 |  |  | ELT-LMN10063 |  |  |  | AVERAGE
T 1 MAIN BUILDING A/S | ZONE 206 | IMMIGRATION TOILETS | LIVE AREA | Electrical | ELT | 1 |  |  | ELT-LMN10064 |  |  |  | AVERAGE
T 1 MAIN BUILDING A/S | ZONE 207 | ARRIVALS ROUTE | LIVE AREA | Electrical | Static Signage | 1 |  | EXIT/ BAGGAGE RECLAIM/ TOILETS | 11134-SGN-SGS-STY10009 |  |  |  | GOOD
T 1 MAIN BUILDING A/S | ZONE 207 | ARRIVALS ROUTE | LIVE AREA | IT | CCTV | 1 |  |  | CCTV-ICD-10897 | SONY |  |  | GOOD
T 1 MAIN BUILDING A/S | ZONE 207 | ARRIVALS ROUTE | LIVE AREA | Fire | FIRE DOOR | 1 |  |  | T 1 -FDR 0520 |  |  |  | AVERAGE
T 1 MAIN BUILDING A/S | ZONE 207 | ARRIVALS ROUTE | LIVE AREA | Electrical | EMRGY SIGN | 2 |  |  | NO REF |  |  |  | AVERAGE
T 1 MAIN BUILDING A/S | ZONE 207 | ARRIVALS ROUTE | LIVE AREA | Fire | FIRE DOOR | 1 |  |  | NO REF |  |  |  | AVERAGE
T 1 MAIN BUILDING A/S | ZONE 207 | ARRIVALS ROUTE | LIVE AREA | IT | FID | 2 |  |  | NO REF | TAKE ONE MEDIA |  |  | GOOD
T 1 MAIN BUILDING A/S | ZONE 207 | ARRIVALS ROUTE | LIVE AREA | IT | CCTV | 1 |  |  | NO REF |  |  |  | AVERAGE
T 1 MAIN BUILDING A/S | ZONE 207 | ARRIVALS ROUTE | LIVE AREA | Electrical | Static Signage | 1 |  | NO SMOKING | 89-5UU-L-1B |  |  |  | AVERAGE
T 1 MAIN BUILDING A/S | ZONE 207 | ARRIVALS ROUTE | LIVE AREA | Electrical | MAID NEW | 2 |  |  | NO REF |  |  |  | GOOD
T 1 MAIN BUILDING A/S | ZONE 207 | ARRIVALS ROUTE | LIVE AREA | Fire | FIRE DOOR | 1 |  |  | T 1 -FDR 0589 |  |  |  | POOR
T 1 MAIN BUILDING A/S | ZONE 207 | ARRIVALS ROUTE | LIVE AREA | HVAC | HVAC OUTLET GRIL | 55 |  |  | NO REF |  |  |  | AVERAGE
T 1 MAIN BUILDING A/S | ZONE 207 | ARRIVALS ROUTE | LIVE AREA | IT | CCTV | 1 |  |  | NO REF | TOUCHSTONE |  |  | AVERAGE
T 1 MAIN BUILDING A/S | ZONE 207 | ARRIVALS ROUTE | LIVE AREA | Fire | FIRE DOOR | 1 |  |  | T 1 -FDR 0553 |  |  |  | AVERAGE
T 1 MAIN BUILDING A/S | ZONE 207 | ARRIVALS ROUTE | LIVE AREA | Electrical | Static Signage | 1 |  |  | 11134-SGN-SGS-STY10010 |  |  |  | GOOD
T 1 MAIN BUILDING A/S | ZONE 207 | ARRIVALS ROUTE | LIVE AREA | Fire | FIRE DOOR | 1 |  |  | T 1 -FRD 0552 |  |  |  | POOR
T 1 MAIN BUILDING A/S | ZONE 207 | ARRIVALS ROUTE | LIVE AREA | Electrical | Static Signage | 3 |  | NO SMOKING | NO REF |  |  |  | AVERAGE
T 1 MAIN BUILDING A/S | ZONE 207 | ARRIVALS ROUTE | LIVE AREA | Fire | FIRE DOOR | 1 |  |  | T 1 - FDR 0539 |  |  |  | AVERAGE
T 1 MAIN BUILDING A/S | ZONE 207 | ARRIVALS ROUTE | LIVE AREA | Electrical | Static Signage | 1 |  | VODAFONE | NO REF |  |  |  | AVERAGE
T 1 MAIN BUILDING A/S | ZONE 207 | ARRIVALS ROUTE | LIVE AREA | Electrical | EMRGY SIGN | 2 |  |  | NO REF |  |  |  | AVERAGE
T 1 MAIN BUILDING A/S | ZONE 207 | ARRIVALS ROUTE | LIVE AREA | Electrical | Static Signage | 2 |  | EXIT/ BAGGAGE RECLAIM. | NO REF |  |  |  | AVERAGE
T 1 MAIN BUILDING A/S | ZONE 207 | ARRIVALS ROUTE | LIVE AREA | Electrical | SWITCH PANEL | 1 |  |  | NO REF | NH50 |  |  | AVERAGE
T 1 MAIN BUILDING A/S | ZONE 207 | ARRIVALS ROUTE | LIVE AREA | Electrical | MAID | 2 |  |  | NO REF |  |  |  | POOR
T 1 MAIN BUILDING A/S | ZONE 207 | ARRIVALS ROUTE | LIVE AREA | Fire | FIRE DOOR | 1 |  |  | T 1 - FDR 0541 |  |  |  | AVERAGE
T 1 MAIN BUILDING A/S | ZONE 207 | ARRIVALS ROUTE | LIVE AREA | Fire | FIRE DOOR | 1 |  |  | T 1 - FDR 0542 |  |  |  | AVERAGE
T 1 MAIN BUILDING A/S | ZONE 207 | ARRIVALS ROUTE | LIVE AREA | Fire | FIRE DOOR | 1 |  |  | T 1 - FDR 0547 |  |  |  | AVERAGE
T 1 MAIN BUILDING A/S | ZONE 207 | ARRIVALS ROUTE | LIVE AREA | Fire | FIRE DOOR | 1 |  |  | T 1 - FDR 0548 |  |  |  | AVERAGE
T 1 MAIN BUILDING A/S | ZONE 207 | ARRIVALS ROUTE | LIVE AREA | IT | CCTV | 1 |  |  | NO REF |  |  |  | POOR
T 1 MAIN BUILDING A/S | ZONE 207 | ARRIVALS ROUTE | LIVE AREA | Fire | FIRE DOOR | 1 |  |  | T 1 - FDR 0549 |  |  |  | AVERAGE
T 1 MAIN BUILDING A/S | ZONE 207 | ARRIVALS ROUTE | LIVE AREA | Fire | FIRE DOOR | 1 |  |  | T 1 - FDR 0550 |  |  |  | AVERAGE
T 1 MAIN BUILDING A/S | ZONE 207 | ARRIVALS ROUTE | LIVE AREA | Electrical | Static Signage | 1 |  | EXIT BAGGAGE RECLAIM | 89-5UU-M-1B |  |  |  | AVERAGE
T 1 MAIN BUILDING A/S | ZONE 207 | ARRIVALS ROUTE | LIVE AREA | Fire | FIRE DOOR | 1 |  |  | T 1 - FDR 0522 |  |  |  | AVERAGE
T 1 MAIN BUILDING A/S | ZONE 207 | ARRIVALS ROUTE | LIVE AREA | Fire | FIRE DOOR | 1 |  |  | T 1 - FDR 0521 |  |  |  | AVERAGE
T 1 MAIN BUILDING A/S | ZONE 207 | ARRIVALS ROUTE | LIVE AREA | Electrical | NORMAL LIGHTING | 153 |  |  | NO REF |  |  |  | AVERAGE
T 1 MAIN BUILDING A/S | ZONE 207 | ARRIVALS ROUTE | LIVE AREA | Electrical | ELT | 1 |  |  | NO 129 |  |  |  | AVERAGE
T 1 MAIN BUILDING A/S | ZONE 207 | ARRIVALS ROUTE | LIVE AREA | Electrical | ELT | 1 |  |  | NO 125 |  |  |  | AVERAGE
T 1 MAIN BUILDING A/S | ZONE 207 | ARRIVALS ROUTE | LIVE AREA | Electrical | ELT | 1 |  |  | NO 117 |  |  |  | AVERAGE
T 1 MAIN BUILDING A/S | ZONE 207 | ARRIVALS ROUTE | LIVE AREA | Electrical | ELT | 1 |  |  | NO 116 |  |  |  | AVERAGE
T 1 MAIN BUILDING A/S | ZONE 207 | ARRIVALS ROUTE | LIVE AREA | Electrical | ELT | 1 |  |  | NO 126 |  |  |  | AVERAGE
T 1 MAIN BUILDING A/S | ZONE 207 | ARRIVALS ROUTE | LIVE AREA | Electrical | ELT | 1 |  |  | NO 113 |  |  |  | AVERAGE
T 1 MAIN BUILDING A/S | ZONE 207 | ARRIVALS ROUTE | LIVE AREA | Electrical | ELT | 1 |  |  | NO 121 |  |  |  | AVERAGE
T 1 MAIN BUILDING A/S | ZONE 207 | ARRIVALS ROUTE | LIVE AREA | Electrical | ELT | 1 |  |  | NO 120 |  |  |  | AVERAGE
T 1 MAIN BUILDING A/S | ZONE 207 | ARRIVALS ROUTE | LIVE AREA | Electrical | ELT | 1 |  |  | NO 112 |  |  |  | AVERAGE
T 1 MAIN BUILDING A/S | ZONE 207 | ARRIVALS ROUTE | LIVE AREA | Electrical | ELT | 1 |  |  | NO 111 |  |  |  | AVERAGE
T 1 MAIN BUILDING A/S | ZONE 207 | ARRIVALS ROUTE | LIVE AREA | Electrical | ELT | 1 |  |  | NO 119 |  |  |  | AVERAGE
T 1 MAIN BUILDING A/S | ZONE 207 | ARRIVALS ROUTE | LIVE AREA | Electrical | ELT | 1 |  |  | NO REF |  |  |  | AVERAGE
T 1 MAIN BUILDING A/S | ZONE 207 | ARRIVALS ROUTE | LIVE AREA | Electrical | NORM/ LIGHTING CONTROL | 1 |  |  | 11134-NLT-CDV00071 |  |  |  | GOOD
T 1 MAIN BUILDING A/S | ZONE 207 | ARRIVALS ROUTE | LIVE AREA | Electrical | NORM/ LIGHTING CONTROL | 1 |  |  | 11134-NLT-CDV00072 |  |  |  | GOOD
T 1 MAIN BUILDING A/S | ZONE 207 | ARRIVALS ROUTE | LIVE AREA | Electrical | NORM/ LIGHTING CONTROL | 1 |  |  | 11134-NLT-CDV00073 |  |  |  | GOOD
T 1 MAIN BUILDING A/S | ZONE 207 | ARRIVALS ROUTE | LIVE AREA | Electrical | NORM/ LIGHTING CONTROL | 1 |  |  | 11134-NLT-CDV00074 |  |  |  | GOOD
T 1 MAIN BUILDING A/S | ZONE 207 | ARRIVALS ROUTE | LIVE AREA | Electrical | NORM/ LIGHTING CONTROL | 1 |  |  | 11134-NLT-CDV00077 |  |  |  | GOOD
T 1 MAIN BUILDING A/S | ZONE 207 | ARRIVALS ROUTE | LIVE AREA | Electrical | NORM/ LIGHTING CONTROL | 1 |  |  | 11134-NLT-CDV00076 |  |  |  | GOOD
T 1 MAIN BUILDING A/S | ZONE 207 | ARRIVALS ROUTE | LIVE AREA | Electrical | NORM/ LIGHTING CONTROL | 1 |  |  | 11134-NLT-CDV00075 |  |  |  | GOOD
T 1 MAIN BUILDING A/S | ZONE 207 | ARRIVALS ROUTE | LIVE AREA | Electrical | NORM/ LIGHTING CONTROL | 1 |  |  | 11134-NLT-CDV00078 |  |  |  | GOOD
T 1 MAIN BUILDING A/S | ZONE 207 | ARRIVALS ROUTE | LIVE AREA | Electrical | NORM/ LIGHTING CONTROL | 1 |  |  | 11134-NTL-CDV00079 |  |  |  | GOOD
T 1 MAIN BUILDING A/S | ZONE 207 | ARRIVALS ROUTE | LIVE AREA | Electrical | ELT | 1 |  |  | NO 97 |  |  |  | POOR
T 1 MAIN BUILDING A/S | ZONE 207 | ARRIVALS ROUTE | LIVE AREA | Electrical | ELT | 1 |  |  | NO 98 |  |  |  | POOR
T 1 MAIN BUILDING A/S | ZONE 207 | ARRIVALS ROUTE | LIVE AREA | Electrical | ELT | 1 |  |  | NO 96 |  |  |  | POOR
T 1 MAIN BUILDING A/S | ZONE 207 | ARRIVALS ROUTE | LIVE AREA | Electrical | ELT | 1 |  |  | NO 99 |  |  |  | POOR
T 1 MAIN BUILDING A/S | ZONE 207 | ARRIVALS ROUTE | LIVE AREA | Electrical | ELT | 1 |  |  | NO 94 |  |  |  | POOR
T 1 MAIN BUILDING A/S | ZONE 207 | ARRIVALS ROUTE | LIVE AREA | Electrical | ELT | 3 |  |  | NO REF |  |  |  | POOR
T 1 MAIN BUILDING A/S | ZONE 207 | ARRIVALS ROUTE | LIVE AREA | Electrical | Static Signage | 1 |  | HEATHROW EXPRESS | DB89-5UU-M-1LB |  |  |  | AVERAGE
T 1 MAIN BUILDING A/S | ZONE 207 | ARRIVALS ROUTE | LIVE AREA | Electrical | DIU | 1 |  |  | NO REF |  |  |  | AVERAGE
T 1 MAIN BUILDING A/S | ZONE 207 | ARRIVALS ROUTE | LIVE AREA | Fire | SOUNDERS & BEACONS | 1 |  |  | NO REF |  |  |  | AVERAGE
T 1 MAIN BUILDING A/S | ZONE 207 | ARRIVALS ROUTE | LIVE AREA | LEPC | T 1 PAX LIFT 69 | 1 |  |  | HAL 6178909 |  |  |  | AVERAGE
T 1 MAIN BUILDING A/S | ZONE 207 | ARRIVALS ROUTE | LIVE AREA | LEPC | T 1 PAX LIFT 68 | 1 |  |  | HAL 6178908 |  |  |  | AVERAGE
T 1 MAIN BUILDING A/S | ZONE 207 | ARRIVALS ROUTE | LIVE AREA | Electrical | Static Signage | 1 |  | EXIT BAGGAGE RECLAIM | NO REF |  |  |  | AVERAGE
T 1 MAIN BUILDING A/S | ZONE 207 | ARRIVALS ROUTE | LIVE AREA | Electrical | EMRGY SIGN | 1 |  |  | NO REF |  |  |  | GOOD
T 1 MAIN BUILDING A/S | ZONE 207 | ARRIVALS ROUTE | LIVE AREA | Fire | FIRE DOOR | 1 |  |  | 64881215 |  |  |  | POOR
T 1 MAIN BUILDING A/S | ZONE 207 | ARRIVALS ROUTE | LIVE AREA | Fire | FIRE DOOR | 1 |  |  | NO REF |  |  |  | POOR
T 1 MAIN BUILDING A/S | ZONE 207 | ARRIVALS ROUTE | LIVE AREA | Fire | FIRE DOOR | 1 |  |  | NO REF |  |  |  | POOR
T 1 MAIN BUILDING A/S | ZONE 207 | ARRIVALS ROUTE | LIVE AREA | IT | CCTV | 2 |  |  | NO REF |  |  |  | AVERAGE
T 1 MAIN BUILDING A/S | ZONE 207 | ARRIVALS ROUTE | LIVE AREA | Electrical | ELT | 7 |  |  | NO REF |  |  |  | AVERAGE
T 1 MAIN BUILDING A/S | ZONE 207 | ARRIVALS ROUTE | LIVE AREA | LEPC | T 1 ESC 28 | 1 |  |  | HAL 6179010 |  |  |  | AVERAGE
T 1 MAIN BUILDING A/S | ZONE 207 | ARRIVALS ROUTE | LIVE AREA | Electrical | HELP POINT | 1 |  |  | DB-1B-8-1R |  |  |  | AVERAGE
T 1 MAIN BUILDING A/S | ZONE 207 | ARRIVALS ROUTE | LIVE AREA | IT | CCTV | 1 |  |  | CCTV-ICD-10101 |  |  |  | AVERAGE
T 1 MAIN BUILDING A/S | ZONE 207 | ARRIVALS ROUTE | LIVE AREA | IT | CCTV | 1 |  |  | CCTV-ICD-10280 |  |  |  | AVERAGE
T 1 MAIN BUILDING A/S | ZONE 207 | ARRIVALS ROUTE | LIVE AREA | IT | CCTV | 1 |  |  | CCTV-ICD-10281 |  |  |  | AVERAGE
T 1 MAIN BUILDING A/S | ZONE 207 | ARRIVALS ROUTE | LIVE AREA | IT | CCTV | 1 |  |  | CCTV-ICD-10282 |  |  |  | AVERAGE
T 1 MAIN BUILDING A/S | ZONE 207 | ARRIVALS ROUTE | LIVE AREA | IT | CCTV | 1 |  |  | CCTV-ICD-10283 |  |  |  | AVERAGE
T 1 MAIN BUILDING A/S | ZONE 207 | ARRIVALS ROUTE | LIVE AREA | Electrical | Static Signage | 1 |  | EXIT / BAGGAGE RECLAIM / TOILETS | NO REF |  |  |  | AVERAGE
T 1 MAIN BUILDING A/S | ZONE 207 | ARRIVALS ROUTE | LIVE AREA | Electrical | Static Signage | 1 |  | EXIT / BAGGAGE RECLAIM / TOILETS | 11134-SGN-SGS-PW10028 |  |  |  | AVERAGE
T 1 MAIN BUILDING A/S | ZONE 207 | ARRIVALS ROUTE | LIVE AREA | Electrical | DB | 1 |  |  | T 1 - DB-1008 |  |  |  | POOR
T 1 MAIN BUILDING A/S | ZONE 207 | ARRIVALS ROUTE | LIVE AREA | Electrical | DB | 1 |  |  | T 1 - DB-1009 |  |  |  | POOR
T 1 MAIN BUILDING A/S | ZONE 207 | ARRIVALS ROUTE | LIVE AREA | Electrical | DB | 1 |  |  | T 1 -DB- 1007 |  |  |  | POOR
T 1 MAIN BUILDING A/S | ZONE 207 | ARRIVALS ROUTE | LIVE AREA | Electrical | DB | 1 |  |  | T 1 -DB- 1006 |  |  |  | POOR
T 1 MAIN BUILDING A/S | ZONE 207 | ARRIVALS ROUTE | LIVE AREA | Electrical | BMS PANEL | 1 |  |  | OUTSTATION 194 | SATCHWELL UNC696 |  |  | GOOD
T 1 MAIN BUILDING A/S | ZONE 207 | ARRIVALS ROUTE | LIVE AREA | Electrical | ELECTRIC PANEL | 1 |  | HAL DP 368 | ID 02-P-036 |  |  |  | POOR
T 1 MAIN BUILDING A/S | ZONE 207 | ARRIVALS ROUTE | LIVE AREA | Electrical | FLIGHT INFOR PANEL | 1 |  |  | ID 02-P-033 | BAIR-BASIS |  |  | POOR
T 1 MAIN BUILDING A/S | ZONE 207 | ARRIVALS ROUTE | LIVE AREA | IT | BT COMMS | 1 |  |  | BT 6093 | BT |  |  | POOR
T 1 MAIN BUILDING A/S | ZONE 207 | ARRIVALS ROUTE | LIVE AREA | Electrical | CCTV PANEL | 1 |  |  | ID 02 P 026 |  |  |  | POOR
T 1 MAIN BUILDING A/S | ZONE 207 | ARRIVALS ROUTE | LIVE AREA | Electrical | DB | 1 |  |  | T 1 - DB-1001 |  |  |  | POOR
T 1 MAIN BUILDING A/S | ZONE 207 | ARRIVALS ROUTE | LIVE AREA | Electrical | DB | 1 |  |  | T 1- DB-1002 |  |  |  | POOR
T 1 MAIN BUILDING A/S | ZONE 207 | ARRIVALS ROUTE | LIVE AREA | Electrical | DB | 1 |  |  | T 1 -DB-1003 |  |  |  | POOR
T 1 MAIN BUILDING A/S | ZONE 207 | ARRIVALS ROUTE | LIVE AREA | Electrical | DB | 1 |  |  | T 1 -DB-1004 |  |  |  | POOR
T 1 MAIN BUILDING A/S | ZONE 207 | ARRIVALS ROUTE | LIVE AREA | Electrical | DB | 1 |  |  | T 1- DB-1005 |  |  |  | POOR
T 1 MAIN BUILDING A/S | ZONE 207 | ARRIVALS ROUTE | LIVE AREA | Electrical | DIU | 1 |  |  | 11103-ACC-INF-00026 |  |  |  | GOOD
T 1 MAIN BUILDING A/S | ZONE 207 | ARRIVALS ROUTE | LIVE AREA | IT | ONE 2 0NE | 1 |  |  | E/HUB-05 |  |  |  | AVERAGE
T 1 MAIN BUILDING A/S | ZONE 207 | ARRIVALS ROUTE | LIVE AREA | IT | COMMS PANEL | 1 |  | 1035 | ID 02-P-93 |  |  |  | POOR
T 1 MAIN BUILDING A/S | ZONE 207 | ARRIVALS ROUTE | LIVE AREA | Fire | FIU | 1 |  |  | 2123-66 |  |  |  | AVERAGE
T 1 MAIN BUILDING A/S | ZONE 207 | ARRIVALS ROUTE | LIVE AREA | Electrical | FIRE ALARM INTERFACE PAN | 1 |  |  | ID 02-P-74 | HONEYWELL |  |  | AVERAGE
T 1 MAIN BUILDING A/S | ZONE 207 | ARRIVALS ROUTE | LIVE AREA | Electrical | METER | 1 |  |  | ID 02-P-68 |  |  |  | POOR
T 1 MAIN BUILDING A/S | ZONE 207 | ARRIVALS ROUTE | LIVE AREA | Electrical | MAID NEW | 1 |  |  | 11103-ACC-CDV-RE00030 |  |  |  | GOOD
T 1 MAIN BUILDING A/S | ZONE 207 | ARRIVALS ROUTE | LIVE AREA | Fire | FIRE DOOR | 1 |  |  | T 1 - FDR 0590 |  |  |  | POOR
T 1 MAIN BUILDING A/S | ZONE 207 | ARRIVALS ROUTE | LIVE AREA | Fire | FIRE DOOR | 11 |  |  | NO REF |  |  |  | POOR
T 1 MAIN BUILDING A/S | ZONE 207 | ARRIVALS ROUTE | LIVE AREA | Electrical | MAID NEW | 1 |  |  | 11103-ACC-CDV-RE00029 |  |  |  | GOOD
T 1 MAIN BUILDING A/S | ZONE 207 | ARRIVALS ROUTE | LIVE AREA | Electrical | DB | 1 |  |  | T 1 - DB-1014 |  |  |  | POOR
T 1 MAIN BUILDING A/S | ZONE 207 | ARRIVALS ROUTE | LIVE AREA | Electrical | DB | 1 |  |  | T 1 -DB-1013 |  |  |  | POOR
T 1 MAIN BUILDING A/S | ZONE 207 | ARRIVALS ROUTE | LIVE AREA | Electrical | DB | 1 |  |  | T 1 -DB-1012 |  |  |  | POOR
T 1 MAIN BUILDING A/S | ZONE 207 | ARRIVALS ROUTE | LIVE AREA | Electrical | DB | 1 |  |  | T 1 -DB-10111 |  |  |  | POOR
T 1 MAIN BUILDING A/S | ZONE 207 | ARRIVALS ROUTE | LIVE AREA | Electrical | DB | 1 |  |  | T 1-DB-1010 |  |  |  | POOR
T 1 MAIN BUILDING A/S | ZONE 207 | ARRIVALS ROUTE | LIVE AREA | Electrical | AUDIX VOICE ALARM | 6 |  |  | NO REF |  |  |  | AVERAGE
T 1 MAIN BUILDING A/S | ZONE 207 | ARRIVALS ROUTE | LIVE AREA | IT | BT COMMS | 1 |  |  | ID 02-0-033 |  |  |  | POOR
T 1 MAIN BUILDING A/S | ZONE 207 | ARRIVALS ROUTE | LIVE AREA | Electrical | ELECTRIC PANEL | 1 |  |  | ID 02-0-035 |  |  |  | POOR
T 1 MAIN BUILDING A/S | ZONE 207 | ARRIVALS ROUTE | LIVE AREA | Electrical | FLIGHT INFOR PANEL | 1 |  |  | ID 02-0-025 |  |  |  | POOR
T 1 MAIN BUILDING A/S | ZONE 207 | ARRIVALS ROUTE | LIVE AREA | Electrical | IMM/ PASSPORT CONTROL DESK | 21 |  |  | NO REF |  |  |  | AVERAGE
T 1 MAIN BUILDING A/S | ZONE 208 | ARRIVALS ROUTE TOILETS | LIVE AREA | Electrical | HAND DRYER | 4 |  |  | N O REF | XLERATOR |  |  | GOOD
T 1 MAIN BUILDING A/S | ZONE 208 | ARRIVALS ROUTE TOILETS | LIVE AREA |  | SOAP DISPENSORS. | 7 |  |  | N O REF |  |  |  | GOOD
T 1 MAIN BUILDING A/S | ZONE 208 | ARRIVALS ROUTE TOILETS | LIVE AREA |  | MIRRORS | 9 |  |  | N O REF |  |  |  | AVERAGE
T 1 MAIN BUILDING A/S | ZONE 208 | ARRIVALS ROUTE TOILETS | LIVE AREA | Mechanical | SINKS | 7 |  |  | N O REF |  |  |  | AVERAGE
T 1 MAIN BUILDING A/S | ZONE 208 | ARRIVALS ROUTE TOILETS | LIVE AREA | Mechanical | TOILETS | 6 |  |  | N O REF |  |  |  | AVERAGE
T 1 MAIN BUILDING A/S | ZONE 208 | ARRIVALS ROUTE TOILETS | LIVE AREA | Mechanical | URINALS | 2 |  |  | NO REF |  |  |  | AVERAGE
T 1 MAIN BUILDING A/S | ZONE 208 | ARRIVALS ROUTE TOILETS | LIVE AREA | Fire | SOUNDERS & BEACONS | 4 |  |  | NO REF |  |  |  | GOOD
T 1 MAIN BUILDING A/S | ZONE 208 | ARRIVALS ROUTE TOILETS | LIVE AREA | Electrical | NORMAL LIGHTING | 24 |  |  | NO REF |  |  |  | AVERAGE
T 1 MAIN BUILDING A/S | ZONE 208 | ARRIVALS ROUTE TOILETS | LIVE AREA | Electrical | ELT | 1 |  |  | 11134-ELT-LEM00120 |  |  |  | AVERAGE
T 1 MAIN BUILDING A/S | ZONE 208 | ARRIVALS ROUTE TOILETS | LIVE AREA | Electrical | Static Signage | 1 |  | BABY CARE | NO REF |  |  |  | AVERAGE
T 1 MAIN BUILDING A/S | ZONE 208 | ARRIVALS ROUTE TOILETS | LIVE AREA | Fire | FIRE DOOR | 1 |  |  | T 1- FDR 0544 |  |  |  | AVERAGE
T 1 MAIN BUILDING A/S | ZONE 208 | ARRIVALS ROUTE TOILETS | LIVE AREA | Electrical | ELT | 1 |  |  | 11134-ELT-LEM00121 |  |  |  | AVERAGE
T 1 MAIN BUILDING A/S | ZONE 208 | ARRIVALS ROUTE TOILETS | LIVE AREA | Electrical | PANIC ALARM | 1 |  |  | NO REF |  |  |  | AVERAGE
T 1 MAIN BUILDING A/S | ZONE 208 | ARRIVALS ROUTE TOILETS | LIVE AREA | Electrical | FLUSH VALVE | 1 |  |  | NO REF | DVS | D10 |  | AVERAGE
T 1 MAIN BUILDING A/S | ZONE 208 | ARRIVALS ROUTE TOILETS | LIVE AREA | Electrical | ELECTRICAL SENSOR | 1 |  |  | NO REF | PERRY MAC |  |  | AVERAGE
T 1 MAIN BUILDING A/S | ZONE 208 | ARRIVALS ROUTE TOILETS | LIVE AREA | Electrical | NORM/ LIGHTING CONTROL.. | 1 |  |  | NO REF |  |  |  | AVERAGE
T 1 MAIN BUILDING A/S | ZONE 208 | ARRIVALS ROUTE TOILETS | LIVE AREA | Electrical | ELECTRICAL PANEL. | 1 |  |  | 89-7SS--L2L2 | MOELLERE | BD01-E |  | AVERAGE
T 1 MAIN BUILDING A/S | ZONE 208 | ARRIVALS ROUTE TOILETS | LIVE AREA | Electrical | ELEC/ SAFETY SYSTEMS PAN | 1 |  |  | NO REF | CHANNEL | 200/2 |  | AVERAGE
T 1 MAIN BUILDING A/S | ZONE 208 | ARRIVALS ROUTE TOILETS | LIVE AREA | Mechanical | VALVE | 1 |  |  | 11134-DHW-IV-00044 |  |  |  | GOOD
T 1 MAIN BUILDING A/S | ZONE 208 | ARRIVALS ROUTE TOILETS | LIVE AREA | Mechanical | VALVE | 1 |  |  | 11134-CLDW-IV-00059 |  |  |  | GOOD
T 1 MAIN BUILDING A/S | ZONE 208 | ARRIVALS ROUTE TOILETS | LIVE AREA | Mechanical | VALVE | 1 |  |  | 11134-DHW-CVN-00017 |  |  |  | GOOD
T 1 MAIN BUILDING A/S | ZONE 208 | ARRIVALS ROUTE TOILETS | LIVE AREA | Mechanical | VALVE | 1 |  |  | 11134-DHW-IV-00047 |  |  |  | GOOD
T 1 MAIN BUILDING A/S | ZONE 208 | ARRIVALS ROUTE TOILETS | LIVE AREA | Fire | FIRE DOOR | 1 |  |  | T 1-FDR 0551 |  |  |  | GOOD
T 1 MAIN BUILDING A/S | ZONE 208 | ARRIVALS ROUTE TOILETS | LIVE AREA | Electrical | OVERFLOW ALARM | 1 |  |  | NO REF |  |  |  | AVERAGE
T 1 MAIN BUILDING A/S | ZONE 208 | ARRIVALS ROUTE TOILETS | LIVE AREA | Electrical | ELT | 2 |  |  | NO REF |  |  |  | POOR
T 1 MAIN BUILDING A/S | ZONE 208 | ARRIVALS ROUTE TOILETS | LIVE AREA | Fire | FIRE DOOR | 1 |  |  | T 1 -FDR 0546 |  |  |  | AVERAGE
T 1 MAIN BUILDING A/S | ZONE 208 | ARRIVALS ROUTE TOILETS | LIVE AREA | Electrical | Static Signage | 1 |  | DISABLE | NO REF |  |  |  | AVERAGE
T 1 MAIN BUILDING A/S | ZONE 208 | ARRIVALS ROUTE TOILETS | LIVE AREA | Electrical | Static Signage | 1 |  | LADIES | NO REF |  |  |  | AVERAGE
T 1 MAIN BUILDING A/S | ZONE 208 | ARRIVALS ROUTE TOILETS | LIVE AREA | Electrical | Static Signage | 1 |  | GENTS | NO REF |  |  |  | AVERAGE
T 1 MAIN BUILDING A/S | ZONE 196 | MYST SQUARE TOILETS | LIVE AREA | Electrical | HAND DRYER | 8 |  |  | NO REF | XLERATOR |  |  | GOOD
T 1 MAIN BUILDING A/S | ZONE 196 | MYST SQUARE TOILETS | LIVE AREA | Mechanical | SINK | 15 |  |  | NO REF |  |  |  | AVERAGE
T 1 MAIN BUILDING A/S | ZONE 196 | MYST SQUARE TOILETS | LIVE AREA |  | SOAP DISPENSER | 12 | [6 empty] | GOOD
T 1 MAIN BUILDING A/S | ZONE 196 | MYST SQUARE TOILETS | LIVE AREA | Mechanical | TOILETS | 22 | [6 empty] | AVERAGE
T 1 MAIN BUILDING A/S | ZONE 196 | MYST SQUARE TOILETS | LIVE AREA | Mechanical | URINALS | 4 | [6 empty] | AVERAGE
T 1 MAIN BUILDING A/S | ZONE 196 | MYST SQUARE TOILETS | LIVE AREA | Fire | SOUNDERS & BEACONS | 8 | [6 empty] | GOOD
T 1 MAIN BUILDING A/S | ZONE 196 | MYST SQUARE TOILETS | LIVE AREA |  | MIRRORS | 13 | [6 empty] | AVERAGE
T 1 MAIN BUILDING A/S | ZONE 196 | MYST SQUARE TOILETS | LIVE AREA | Electrical | NORMAL LIGHTING | 88 | [6 empty] | AVERAGE
T 1 MAIN BUILDING A/S | ZONE 196 | MYST SQUARE TOILETS | LIVE AREA | Electrical | ELT | 1 |  |  | ID NO 39 |  |  |  | AVERAGE
T 1 MAIN BUILDING A/S | ZONE 196 | MYST SQUARE TOILETS | LIVE AREA | Electrical | Static Signage | 1 |  | TOILETS | NO REF |  |  |  | AVERAGE
T 1 MAIN BUILDING A/S | ZONE 196 | MYST SQUARE TOILETS | LIVE AREA | Fire | FIRE DOOR | 1 |  |  | NO REF |  |  |  | AVERAGE
T 1 MAIN BUILDING A/S | ZONE 196 | MYST SQUARE TOILETS | LIVE AREA | Electrical | EMRGY SIGN | 1 |  |  | NO REF |  |  |  | AVERAGE
T 1 MAIN BUILDING A/S | ZONE 196 | MYST SQUARE TOILETS | LIVE AREA | Electrical | ELT | 1 |  |  | ID NO 249 |  |  |  | AVERAGE
T 1 MAIN BUILDING A/S | ZONE 196 | MYST SQUARE TOILETS | LIVE AREA | Electrical | ELT | 1 |  |  | ID NO 49 |  |  |  | AVERAGE
T 1 MAIN BUILDING A/S | ZONE 196 | MYST SQUARE TOILETS | LIVE AREA | Fire | FIRE DOOR | 1 |  |  | T 1 MB AUTO DOOR 1-85 |  |  |  | POOR
T 1 MAIN BUILDING A/S | ZONE 196 | MYST SQUARE TOILETS | LIVE AREA | Fire | FIRE DOOR | 1 |  |  | T 1 MB AUTO DOOR 1-86 |  |  |  | POOR
T 1 MAIN BUILDING A/S | ZONE 196 | MYST SQUARE TOILETS | LIVE AREA | Electrical | EMRGY SIGN | 2 |  | CIR 32-1-4-M-3B | NO REF |  |  |  | AVERAGE
T 1 MAIN BUILDING A/S | ZONE 196 | MYST SQUARE TOILETS | LIVE AREA | Electrical | Static Signage | 1 |  | CIR 32-1-1-4-M-3B TOILETS | NO REF |  |  |  | AVERAGE
T 1 MAIN BUILDING A/S | ZONE 196 | MYST SQUARE TOILETS | LIVE AREA | Fire | FIRE DOOR | 1 |  |  | T 1 - FDR 0475 |  |  |  | AVERAGE
T 1 MAIN BUILDING A/S | ZONE 196 | MYST SQUARE TOILETS | LIVE AREA | Electrical | ELT | 1 |  |  | 11134-ELT-LEM00124 |  |  |  | AVERAGE
T 1 MAIN BUILDING A/S | ZONE 196 | MYST SQUARE TOILETS | LIVE AREA | Electrical | DB | 1 |  |  | T 1 - DB- 0962 |  |  |  | POOR
T 1 MAIN BUILDING A/S | ZONE 196 | MYST SQUARE TOILETS | LIVE AREA | Electrical | DB | 1 |  |  | T 1 - DB- 0961 |  |  |  | POOR
T 1 MAIN BUILDING A/S | ZONE 196 | MYST SQUARE TOILETS | LIVE AREA | Electrical | BMS PANEL | 1 |  |  | OUT STATION NO 211 |  |  |  | AVERAGE
T 1 MAIN BUILDING A/S | ZONE 196 | MYST SQUARE TOILETS | LIVE AREA | Electrical | DB | 1 |  |  | T 1 - DB-0960 |  |  |  | POOR
T 1 MAIN BUILDING A/S | ZONE 196 | MYST SQUARE TOILETS | LIVE AREA | Electrical | ELT/ PANEL | 1 |  |  | 89-5UU-N | BANBURY UK | SCM-4-BAA |  | POOR
T 1 MAIN BUILDING A/S | ZONE 196 | MYST SQUARE TOILETS | LIVE AREA | Electrical | ELT/ PANEL | 1 |  |  | 89-7SS-M | BANBURY UK | SCM-4-BAA |  | POOR
T 1 MAIN BUILDING A/S | ZONE 196 | MYST SQUARE TOILETS | LIVE AREA | Electrical | ISOLATOR SWITCH | 1 |  |  | 89-EL21-2 | MEM | EXEL 20A |  | AVERAGE
T 1 MAIN BUILDING A/S | ZONE 196 | MYST SQUARE TOILETS | LIVE AREA | Electrical | ELT | 1 |  |  | 11134-ELT-LEM00125 |  |  |  | AVERAGE
T 1 MAIN BUILDING A/S | ZONE 196 | MYST SQUARE TOILETS | LIVE AREA | Electrical | ELT | 1 |  |  | 11134-ELT-LEM00126 |  |  |  | AVERAGE
T 1 MAIN BUILDING A/S | ZONE 196 | MYST SQUARE TOILETS | LIVE AREA | Electrical | ELT | 1 |  |  | 11134-ELT-LEM00127 |  |  |  | AVERAGE
T 1 MAIN BUILDING A/S | ZONE 196 | MYST SQUARE TOILETS | LIVE AREA | Electrical | FLUSH VALVE | 1 |  |  | NO REF | DVS | D100 |  | AVERAGE
T 1 MAIN BUILDING A/S | ZONE 196 | MYST SQUARE TOILETS | LIVE AREA | Electrical | ELEC/SENSOR | 1 |  |  | NO REF | PERRY MAC |  |  | AVERAGE
T 1 MAIN BUILDING A/S | ZONE 196 | MYST SQUARE TOILETS | LIVE AREA | Electrical | ELT | 1 |  |  | 11134-ELT-LEM00129 |  |  |  | AVERAGE
T 1 MAIN BUILDING A/S | ZONE 196 | MYST SQUARE TOILETS | LIVE AREA | Electrical | PANIC ALARM | 1 |  |  | NO REF |  |  |  | AVERAGE
T 1 MAIN BUILDING A/S | ZONE 196 | MYST SQUARE TOILETS | LIVE AREA | Electrical | ELT | 1 |  |  | 11134-ELT-LEM00123 |  |  |  | AVERAGE
T 1 MAIN BUILDING A/S | ZONE 196 | MYST SQUARE TOILETS | LIVE AREA | Electrical | ELT | 1 |  |  | 11134-ELT-LEM00128 |  |  |  | AVERAGE
T 1 MAIN BUILDING A/S | ZONE 196 | MYST SQUARE TOILETS | LIVE AREA | Electrical | ELT | 1 |  |  | 11134-ELT-LEM00130 |  |  |  | AVERAGE
T 1 MAIN BUILDING A/S | ZONE 196 | MYST SQUARE TOILETS | LIVE AREA | Electrical | ELT | 1 |  |  | 11134-ELT-LEM00131 |  |  |  | AVERAGE
T 1 MAIN BUILDING A/S | ZONE 196 | MYST SQUARE TOILETS | LIVE AREA | Electrical | ELT | 1 |  |  | 11134-ELT-LEM00132 |  |  |  | AVERAGE
T 1 MAIN BUILDING A/S | ZONE 196 | MYST SQUARE TOILETS | LIVE AREA | Electrical | ELT | 1 |  |  | 11134-ELT-LEM00133 |  |  |  | AVERAGE
T 1 MAIN BUILDING A/S | ZONE 196 | MYST SQUARE TOILETS | LIVE AREA | Electrical | ELT | 1 |  |  | 11134-ELT-LEM00134 |  |  |  | AVERAGE
T 1 MAIN BUILDING A/S | ZONE 196 | MYST SQUARE TOILETS | LIVE AREA | Electrical | Static Signage | 1 |  | BABY CARE | NO REF |  |  |  | AVERAGE
T 1 MAIN BUILDING A/S | ZONE 196 | MYST SQUARE TOILETS | LIVE AREA | Electrical | Static Signage | 1 |  | LADIES | NO REF |  |  |  | AVERAGE
T 1 MAIN BUILDING A/S | ZONE 196 | MYST SQUARE TOILETS | LIVE AREA | Electrical | Static Signage | 1 |  | GENTS | NO REF |  |  |  | AVERAGE
T 1 MAIN BUILDING A/S | ZONE 196 | MYST SQUARE TOILETS | LIVE AREA | Electrical | Static Signage | 1 |  | DISABLE | NO REF |  |  |  | AVERAGE
T 1 MAIN BUILDING A/S | ZONE 196 | MYST SQUARE TOILETS | LIVE AREA | HVAC | HVAC GRIL | 12 |  |  | NO REF |  |  |  | AVERAGE
T 1 MAIN BUILDING A/S | ZONE 196 | MYST SQUARE TOILETS | LIVE AREA | Fire | FIREDOOR | 1 |  |  | RU1MA1041 |  |  |  | AVERAGE
T 1 MAIN BUILDING A/S | ZONE 198 | TOILETS OLD IDL | LIVE AREA | Electrical | HAND DRYERS | 9 |  |  | NO REF | XLERATOR |  |  | GOOD
T 1 MAIN BUILDING A/S | ZONE 198 | TOILETS OLD IDL | LIVE AREA |  | SOAP DISPENSORS | 14 |  |  | NO REF |  |  |  | GOOD
T 1 MAIN BUILDING A/S | ZONE 198 | TOILETS OLD IDL | LIVE AREA | Mechanical | SINKS | 15 |  |  | NO REF |  |  |  | AVERAGE
T 1 MAIN BUILDING A/S | ZONE 198 | TOILETS OLD IDL | LIVE AREA | Mechanical | URINALS | 6 |  |  | NO REF
T 1 MAIN BUILDING A/S | ZONE 198 | TOILETS OLD IDL | LIVE AREA | Mechanical | TOILETS | 16 |  |  | NO REF |  |  |  | AVERAGE
T 1 MAIN BUILDING A/S | ZONE 198 | TOILETS OLD IDL | LIVE AREA |  | MIRRORS | 17 |  |  | NO REF |  |  |  | AVERAGE
T 1 MAIN BUILDING A/S | ZONE 198 | TOILETS OLD IDL | LIVE AREA | Fire | SOUNDERS & BEACONS. | 2 |  |  | NO REF |  |  |  | AVERAGE
T 1 MAIN BUILDING A/S | ZONE 198 | TOILETS OLD IDL | LIVE AREA | Electrical | NORMAL LIGHTING | 62 |  |  | NO REF |  |  |  | AVERAGE
T 1 MAIN BUILDING A/S | ZONE 198 | TOILETS OLD IDL | LIVE AREA | Electrical | EMRGY SIGN | 2 |  |  | NO REF |  |  |  | AVERAGE
T 1 MAIN BUILDING A/S | ZONE 198 | TOILETS OLD IDL | LIVE AREA | Electrical | Static Signage | 2 |  | TOILETS | NO REF |  |  |  | AVERAGE
T 1 MAIN BUILDING A/S | ZONE 198 | TOILETS OLD IDL | LIVE AREA | Electrical | ELT | 17 |  |  | NO REF |  |  |  | AVERAGE
T 1 MAIN BUILDING A/S | ZONE 198 | TOILETS OLD IDL | LIVE AREA | Electrical | PANIC ALARM | 1 |  |  | NO REF |  |  |  | AVERAGE
T 1 MAIN BUILDING A/S | ZONE 198 | TOILETS OLD IDL | LIVE AREA | Fire | FIRE DOOR | 4 |  |  | NO REF |  |  |  | AVERAGE
T 1 MAIN BUILDING A/S | ZONE 198 | TOILETS OLD IDL | LIVE AREA | Electrical | Static Signage | 1 |  | DISABLED | NO REF |  |  |  | AVERAGE
T 1 MAIN BUILDING A/S | ZONE 198 | TOILETS OLD IDL | LIVE AREA | Electrical | Static Signage | 1 |  | BABY CARE | NO REF |  |  |  | AVERAGE
T 1 MAIN BUILDING A/S | ZONE 198 | TOILETS OLD IDL | LIVE AREA | Mechanical | WATER FOUNTAIN | 1 |  |  | NO REF |  |  |  | AVERAGE
T 1 MAIN BUILDING A/S | ZONE 198 | TOILETS OLD IDL | LIVE AREA | Mechanical | CLEANERS SINK | 1 |  |  | NO REF |  |  |  | POOR
T 1 MAIN BUILDING A/S | ZONE 198 | TOILETS OLD IDL | LIVE AREA | HVAC | HVAC GRIL | 32 |  |  | NO REF |  |  |  | AVERAGE
T 1 MAIN BUILDING A/S | ZONE 198 | TOILETS OLD IDL | LIVE AREA | Electrical | NORM/ LIGHTING CONTROL | 6 |  |  | NO REF |  |  |  | AVERAGE
T 1 MAIN BUILDING A/S | ZONE 222 | INTL BAGGAGE TOILETS | LIVE AREA | Electrical | HAND DRYERS | 7 |  |  | NO REF | XLERATOR |  |  | GOOD
T 1 MAIN BUILDING A/S | ZONE 222 | INTL BAGGAGE TOILETS | LIVE AREA | Mechanical | TOILETS | 17 |  |  | NO REF |  |  |  | AVERAGE
T 1 MAIN BUILDING A/S | ZONE 222 | INTL BAGGAGE TOILETS | LIVE AREA | Mechanical | URINALS | 4 |  |  | NO REF |  |  |  | AVERAGE
T 1 MAIN BUILDING A/S | ZONE 222 | INTL BAGGAGE TOILETS | LIVE AREA | Mechanical | SINKS | 11 |  |  | NO REF |  |  |  | AVERAGE
T 1 MAIN BUILDING A/S | ZONE 222 | INTL BAGGAGE TOILETS | LIVE AREA |  | MIRRORS | 13 |  |  | NO REF |  |  |  | AVERAGE
T 1 MAIN BUILDING A/S | ZONE 222 | INTL BAGGAGE TOILETS | LIVE AREA |  | SOAP DISPENSORS | 9 |  |  | NO REF |  |  |  | AVERAGE
T 1 MAIN BUILDING A/S | ZONE 222 | INTL BAGGAGE TOILETS | LIVE AREA | Electrical | NORMAL LIGHTING | 48 |  |  | NO REF |  |  |  | AVERAGE
T 1 MAIN BUILDING A/S | ZONE 222 | INTL BAGGAGE TOILETS | LIVE AREA | Electrical | ELT | 4 |  |  | NO REF |  |  |  | AVERAGE
T 1 MAIN BUILDING A/S | ZONE 222 | INTL BAGGAGE TOILETS | LIVE AREA | Fire | SOUNDERS & BEACONS | 5 |  |  | NO REF |  |  |  | GOOD
T 1 MAIN BUILDING A/S | ZONE 222 | INTL BAGGAGE TOILETS | LIVE AREA | Fire | FIRE DOOR | 1 |  |  | NO REF |  |  |  | AVERAGE
T 1 MAIN BUILDING A/S | ZONE 222 | INTL BAGGAGE TOILETS | LIVE AREA | Electrical | Static Signage | 2 |  | TOILETS | NO REF |  |  |  | AVERAGE
T 1 MAIN BUILDING A/S | ZONE 222 | INTL BAGGAGE TOILETS | LIVE AREA | Electrical | DB | 1 |  |  | T 1 - DB- 1110 | MEM 2 |  |  | AVERAGE
T 1 MAIN BUILDING A/S | ZONE 222 | INTL BAGGAGE TOILETS | LIVE AREA | Electrical | DB | 1 |  |  | T 1 - DB- 1111 | MEM 2 |  |  | AVERAGE
T 1 MAIN BUILDING A/S | ZONE 222 | INTL BAGGAGE TOILETS | LIVE AREA | Electrical | LIGHTING CONTACT PAN | 2 |  |  | NO REF | DORMAN SMITH |  |  | POOR
T 1 MAIN BUILDING A/S | ZONE 222 | INTL BAGGAGE TOILETS | LIVE AREA | Electrical | ELT- SUB-CIR PANEL | 1 |  |  | REF-3S-A |  |  |  | POOR
T 1 MAIN BUILDING A/S | ZONE 222 | INTL BAGGAGE TOILETS | LIVE AREA | Fire | FIRE DOOR | 1 |  |  | T 1 - FDR 0525 |  |  |  | AVERAGE
T 1 MAIN BUILDING A/S | ZONE 222 | INTL BAGGAGE TOILETS | LIVE AREA | Electrical | EMRGY SIGN | 1 |  |  | NO REF |  |  |  | AVERAGE
T 1 MAIN BUILDING A/S | ZONE 222 | INTL BAGGAGE TOILETS | LIVE AREA | Electrical | Static Signage | 1 |  | BABY CARE | NO REF |  |  |  | AVERAGE
T 1 MAIN BUILDING A/S | ZONE 222 | INTL BAGGAGE TOILETS | LIVE AREA | Electrical | Static Signage | 1 |  | LADIES | NO REF |  |  |  | AVERAGE
T 1 MAIN BUILDING A/S | ZONE 222 | INTL BAGGAGE TOILETS | LIVE AREA | Electrical | Static Signage | 1 |  | GENTS | NO REF |  |  |  | AVERAGE
T 1 MAIN BUILDING A/S | ZONE 222 | INTL BAGGAGE TOILETS | LIVE AREA | Electrical | Static Signage | 1 |  | DISABLED | NO REF |  |  |  | AVERAGE
T 1 MAIN BUILDING A/S | ZONE 222 | INTL BAGGAGE TOILETS | LIVE AREA | Fire | FIRE DOOR | 6 |  |  | T 1 -FDR O526 |  |  |  | AVERAGE
T 1 MAIN BUILDING A/S | ZONE 222 | INTL BAGGAGE TOILETS | LIVE AREA | LEPC | T 1 PAX LIFT 68 | 1 |  |  | HAL 6178908 |  |  |  | AVERAGE
T 1 MAIN BUILDING A/S | ZONE 222 | INTL BAGGAGE TOILETS | LIVE AREA | LEPC | T 1 PAX LIFT 69 | 1 |  |  | HAL 6178909 |  |  |  | AVERAGE
T 1 MAIN BUILDING A/S | ZONE 222 | INTL BAGGAGE TOILETS | LIVE AREA | Electrical | ELT | 2 |  |  | DB32-1-4-L-7Y |  |  |  | AVERAGE
T 1 MAIN BUILDING A/S | ZONE 222 | INTL BAGGAGE TOILETS | LIVE AREA | HVAC | HVAC GRIL | 19 |  |  | NO REF |  |  |  | AVERAGE
T 1 MAIN BUILDING A/S | ZONE 222 | INTL BAGGAGE TOILETS | LIVE AREA | Electrical | NORM/ LIGHTING CONTROL | 2 |  |  | DB32-2-35-K-9Y |  |  |  | AVERAGE
T 1 MAIN BUILDING A/S | ZONE 222 | INTL BAGGAGE TOILETS | LIVE AREA | Electrical | ELT | 1 |  |  | DB32-1-4-L-5L1 |  |  |  | AVERAGE
T 1 MAIN BUILDING A/S | ZONE 222 | INTL BAGGAGE TOILETS | LIVE AREA | Electrical | Static Signage | 1 |  | EXIT/ BAGGAGE RECLAIM | NO REF |  |  |  | AVERAGE
T 1 MAIN BUILDING A/S | ZONE 222 | INTL BAGGAGE TOILETS | LIVE AREA | Mechanical | CLEANER SINK | 1 |  |  | NO REF |  |  |  | AVERAGE
T 1 MAIN BUILDING A/S | ZONE 222 | INTL BAGGAGE TOILETS | LIVE AREA | Electrical | ELT | 1 |  |  | DB32-2-35-K-6L1 |  |  |  | AVERAGE
T 1 MAIN BUILDING A/S | ZONE 222 | INTL BAGGAGE TOILETS | LIVE AREA | Electrical | ELT | 2 |  |  | DB32-1-4-L-5L1 |  |  |  | AVERAGE
T 1 MAIN BUILDING A/S | ZONE 222 | INTL BAGGAGE TOILETS | LIVE AREA | Electrical | NORM/ LIGHTING CONTROL | 1 |  |  | DB32-2-35-K-6L1 |  |  |  | AVERAGE
T 1 MAIN BUILDING A/S | ZONE 222 | INTL BAGGAGE TOILETS | LIVE AREA | Electrical | NORM/ LIGHTING CONTROL | 1 |  |  | DB32-1-4-L-5L1 |  |  |  | AVERAGE
T 1 MAIN BUILDING A/S | ZONE 222 | INTL BAGGAGE TOILETS | LIVE AREA | Electrical | OVERFLOW ALARM | 1 |  |  | NO REF |  |  |  | AVERAGE
T 1 MAIN BUILDING A/S | ZONE 209 | INTL BAGGAGE RECLAIM HALL | LIVE AREA | Fire | FIRE DOOR | 14 |  |  | NO REF |  |  |  | POOR
T 1 MAIN BUILDING A/S | ZONE 209 | INTL BAGGAGE RECLAIM HALL | LIVE AREA | Electrical | DIU | 1 |  |  | NO REF |  |  |  | POOR
T 1 MAIN BUILDING A/S | ZONE 209 | INTL BAGGAGE RECLAIM HALL | LIVE AREA | Fire | FIU | 1 |  |  | NO REF | GENT | 34415 |  | POOR
T 1 MAIN BUILDING A/S | ZONE 209 | INTL BAGGAGE RECLAIM HALL | LIVE AREA | Electrical | ELT | 1 |  |  | NO REF |  |  |  | POOR
T 1 MAIN BUILDING A/S | ZONE 209 | INTL BAGGAGE RECLAIM HALL | LIVE AREA | Fire | FIRE DOOR | 1 |  |  | T 1 - FDR 0457 |  |  |  | POOR
T 1 MAIN BUILDING A/S | ZONE 209 | INTL BAGGAGE RECLAIM HALL | LIVE AREA | Electrical | EMGY SIGN | 1 |  |  | 11134-ELT-LFT-EXL10004 |  |  |  | GOOD
T 1 MAIN BUILDING A/S | ZONE 209 | INTL BAGGAGE RECLAIM HALL | LIVE AREA | Electrical | Static Signage | 1 |  | TROLLYS | NO REF |  |  |  | GOOD
T 1 MAIN BUILDING A/S | ZONE 209 | INTL BAGGAGE RECLAIM HALL | LIVE AREA | IT | WLAN | 1 |  |  | LHR1214T1-A1-AP00090 |  |  |  | GOOD
T 1 MAIN BUILDING A/S | ZONE 209 | INTL BAGGAGE RECLAIM HALL | LIVE AREA | Electrical | ELT | 1 |  |  | ELT-LNM00246 |  |  |  | GOOD
T 1 MAIN BUILDING A/S | ZONE 209 | INTL BAGGAGE RECLAIM HALL | LIVE AREA | Electrical | ELT | 1 |  |  | ELT-LNM00248 |  |  |  | AVERAGE
T 1 MAIN BUILDING A/S | ZONE 209 | INTL BAGGAGE RECLAIM HALL | LIVE AREA | Electrical | ELT | 1 |  |  | ELT-LNM00247 |  |  |  | AVERAGE
T 1 MAIN BUILDING A/S | ZONE 209 | INTL BAGGAGE RECLAIM HALL | LIVE AREA | Electrical | ELT | 1 |  |  | ELT-LNM00242 |  |  |  | AVERAGE
T 1 MAIN BUILDING A/S | ZONE 209 | INTL BAGGAGE RECLAIM HALL | LIVE AREA | Electrical | ELT | 1 |  |  | ELT-LNM00245 |  |  |  | AVERAGE
T 1 MAIN BUILDING A/S | ZONE 209 | INTL BAGGAGE RECLAIM HALL | LIVE AREA | Electrical | ELT | 3 |  |  | NO REF |  |  |  | AVERAGE
T 1 MAIN BUILDING A/S | ZONE 209 | INTL BAGGAGE RECLAIM HALL | LIVE AREA | Electrical | ELT | 1 |  |  | E;LT-LNM00243 |  |  |  | AVERAGE
T 1 MAIN BUILDING A/S | ZONE 209 | INTL BAGGAGE RECLAIM HALL | LIVE AREA | Electrical | ELT | 1 |  |  | ELT-LNM00244 |  |  |  | AVERAGE
T 1 MAIN BUILDING A/S | ZONE 209 | INTL BAGGAGE RECLAIM HALL | LIVE AREA | Electrical | NORMAL LIGHTING | 329 |  |  | NO REF |  |  |  | AVERAGE
T 1 MAIN BUILDING A/S | ZONE 209 | INTL BAGGAGE RECLAIM HALL | LIVE AREA | IT | CCTV | 1 |  |  | CCTV-ICD-10337 |  |  |  | AVERAGE
T 1 MAIN BUILDING A/S | ZONE 209 | INTL BAGGAGE RECLAIM HALL | LIVE AREA | IT | CCTV | 2 |  |  | NO REF | SONY |  |  | AVERAGE
T 1 MAIN BUILDING A/S | ZONE 209 | INTL BAGGAGE RECLAIM HALL | LIVE AREA | Electrical | DB | 1 |  |  | T 1 -DB-1112 | MEM 2 |  |  | AVERAGE
T 1 MAIN BUILDING A/S | ZONE 209 | INTL BAGGAGE RECLAIM HALL | LIVE AREA | IT | CCTV | 1 |  |  | CCTV-ICD-10832 | SONY |  |  | AVERAGE
T 1 MAIN BUILDING A/S | ZONE 209 | INTL BAGGAGE RECLAIM HALL | LIVE AREA | Electrical | MAID NEW | 3 |  |  | NO REF |  |  |  | AVERAGE
T 1 MAIN BUILDING A/S | ZONE 209 | INTL BAGGAGE RECLAIM HALL | LIVE AREA | IT | WLAN | 1 |  |  | NO REF | ORANGE |  |  | AVERAGE
T 1 MAIN BUILDING A/S | ZONE 209 | INTL BAGGAGE RECLAIM HALL | LIVE AREA | Electrical | Static Signage | 1 |  | NO 2 | NO REF |  |  |  | GOOD
T 1 MAIN BUILDING A/S | ZONE 209 | INTL BAGGAGE RECLAIM HALL | LIVE AREA | IT | FIDS | 1 |  |  | FIDS-T1-212-BAG-A-G | NEC | MULTI SYNC 3210 |  | GOOD
T 1 MAIN BUILDING A/S | ZONE 209 | INTL BAGGAGE RECLAIM HALL | LIVE AREA | IT | FIDS | 1 |  |  | FIDS-T1-213-BAG-A-G | NEC | MULTI SYNC 3210 |  | GOOD
T 1 MAIN BUILDING A/S | ZONE 209 | INTL BAGGAGE RECLAIM HALL | LIVE AREA | IT | FIDS | 1 |  |  | 1134 DNF-DSD-1098 |  |  |  | GOOD
T 1 MAIN BUILDING A/S | ZONE 209 | INTL BAGGAGE RECLAIM HALL | LIVE AREA | IT | FIDS | 1 |  |  | 1134 DNF-DSD-1099 |  |  |  | GOOD
T 1 MAIN BUILDING A/S | ZONE 209 | INTL BAGGAGE RECLAIM HALL | LIVE AREA | IT | FIDS | 1 |  |  | ?? |  |  |  | GOOD
T 1 MAIN BUILDING A/S | ZONE 209 | INTL BAGGAGE RECLAIM HALL | LIVE AREA | IT | FIDS | 1 |  |  | ?? |  |  |  | GOOD
T 1 MAIN BUILDING A/S | ZONE 209 | INTL BAGGAGE RECLAIM HALL | LIVE AREA | Mechanical | CAROUSEL 2 | 1 |  |  | NO REF | FENAMEC |  |  | AVERAGE
T 1 MAIN BUILDING A/S | ZONE 209 | INTL BAGGAGE RECLAIM HALL | LIVE AREA | Fire | FIRE ALARM SMOKE DEC' BEAM | 8 |  |  | NO REF | GENT |  |  | AVERAGE
T 1 MAIN BUILDING A/S | ZONE 209 | INTL BAGGAGE RECLAIM HALL | LIVE AREA | Electrical | INFOR' HELP POINT | 1 |  |  | ID NO 16 |  |  |  | AVERAGE
T 1 MAIN BUILDING A/S | ZONE 209 | INTL BAGGAGE RECLAIM HALL | LIVE AREA | IT | WLAN | 1 |  |  | LHR1214T1-A1-AP00220 |  |  |  | GOOD
T 1 MAIN BUILDING A/S | ZONE 209 | INTL BAGGAGE RECLAIM HALL | LIVE AREA | IT | CCTV | 1 |  |  | CCTV-ICD-10825 | SONY |  |  | GOOD
T 1 MAIN BUILDING A/S | ZONE 209 | INTL BAGGAGE RECLAIM HALL | LIVE AREA | IT | CCTV | 1 |  |  | CCTV-ICD-10820 | SONY |  |  | GOOD
T 1 MAIN BUILDING A/S | ZONE 209 | INTL BAGGAGE RECLAIM HALL | LIVE AREA | IT | CCTV | 1 |  |  | CCTV-ICD-10822 | SONY |  |  | GOOD
T 1 MAIN BUILDING A/S | ZONE 209 | INTL BAGGAGE RECLAIM HALL | LIVE AREA | IT | CCTV | 1 |  |  | NO REF | BOSCH |  |  | GOOD
T 1 MAIN BUILDING A/S | ZONE 209 | INTL BAGGAGE RECLAIM HALL | LIVE AREA | IT | CCTV | 1 |  |  | NO REF | SONY |  |  | AVERAGE
T 1 MAIN BUILDING A/S | ZONE 209 | INTL BAGGAGE RECLAIM HALL | LIVE AREA | IT | CCTV | 1 |  |  | NO REF | PANASONIC SD11 |  |  | AVERAGE
T 1 MAIN BUILDING A/S | ZONE 209 | INTL BAGGAGE RECLAIM HALL | LIVE AREA | IT | FIDS | 1 |  |  | FIDS-T1-214-BAG-A-G | NEC | MULTI SYNC 3210 |  | GOOD
T 1 MAIN BUILDING A/S | ZONE 209 | INTL BAGGAGE RECLAIM HALL | LIVE AREA | IT | FIDS | 1 |  |  | FIDS-T1-215-BAG-A-G |  |  |  | AVERAGE
T 1 MAIN BUILDING A/S | ZONE 209 | INTL BAGGAGE RECLAIM HALL | LIVE AREA | IT | FIDS | 1 |  |  | ? |  |  |  | GOOD
T 1 MAIN BUILDING A/S | ZONE 209 | INTL BAGGAGE RECLAIM HALL | LIVE AREA | IT | FIDS | 1 |  |  | ? |  |  |  | GOOD
T 1 MAIN BUILDING A/S | ZONE 209 | INTL BAGGAGE RECLAIM HALL | LIVE AREA | Mechanical | CAROUSEL 3 | 1 |  |  | NO REF | DIPLODOCUS |  |  | AVERAGE
T 1 MAIN BUILDING A/S | ZONE 209 | INTL BAGGAGE RECLAIM HALL | LIVE AREA | Electrical | Static Signage | 1 |  | NO 3 | NO REF |  |  |  | AVERAGE
T 1 MAIN BUILDING A/S | ZONE 209 | INTL BAGGAGE RECLAIM HALL | LIVE AREA | IT | CCTV | 3 |  |  | NO REF | TEL TOUCSTONE |  |  | AVERAGE
T 1 MAIN BUILDING A/S | ZONE 209 | INTL BAGGAGE RECLAIM HALL | LIVE AREA | IT | CCTV | 1 |  |  | CCTV-ICD-10831 | SONY |  |  | GOOD
T 1 MAIN BUILDING A/S | ZONE 209 | INTL BAGGAGE RECLAIM HALL | LIVE AREA | IT | CCTV | 1 |  |  | CCTV-ICD-10819 | SONY |  |  | GOOD
T 1 MAIN BUILDING A/S | ZONE 209 | INTL BAGGAGE RECLAIM HALL | LIVE AREA | IT | CCTV | 1 |  |  | CCTV-ICD-10817 | SONY |  |  | GOOD
T 1 MAIN BUILDING A/S | ZONE 209 | INTL BAGGAGE RECLAIM HALL | LIVE AREA | IT | CCTV | 1 |  |  | CCTV-ICD-10829 | SONY |  |  | GOOD
T 1 MAIN BUILDING A/S | ZONE 209 | INTL BAGGAGE RECLAIM HALL | LIVE AREA | IT | CCTV | 1 |  |  | CCTV-ICD-10821 | SONY |  |  | GOOD
T 1 MAIN BUILDING A/S | ZONE 209 | INTL BAGGAGE RECLAIM HALL | LIVE AREA | IT | FIDS | 1 |  |  | FIDS-T1-231-BAG-A-G | NEC | MULTI SYNC 3210 |  | GOOD
T 1 MAIN BUILDING A/S | ZONE 209 | INTL BAGGAGE RECLAIM HALL | LIVE AREA | IT | FIDS | 1 |  |  | FIDS-T1-230-BAG-G-A | NEC | MULTI SYNC 3210 |  | GOOD
T 1 MAIN BUILDING A/S | ZONE 209 | INTL BAGGAGE RECLAIM HALL | LIVE AREA | IT | FIDS | 1 |  |  | 11134-FIDS-DSD-10012 |  |  |  | AVERAGE
T 1 MAIN BUILDING A/S | ZONE 209 | INTL BAGGAGE RECLAIM HALL | LIVE AREA | IT | FIDS | 1 |  |  | 1134-FIDS-DSD-10022 |  |  |  | AVERAGE
T 1 MAIN BUILDING A/S | ZONE 209 | INTL BAGGAGE RECLAIM HALL | LIVE AREA | IT | FIDS | 1 |  |  | 11134-FIDS-DSD-10021 |  |  |  | AVERAGE
T 1 MAIN BUILDING A/S | ZONE 209 | INTL BAGGAGE RECLAIM HALL | LIVE AREA | IT | FIDS | 1 |  |  | 11134-FIDS-DSD-10011 |  |  |  | AVERAGE
T 1 MAIN BUILDING A/S | ZONE 209 | INTL BAGGAGE RECLAIM HALL | LIVE AREA | Electrical | EMGY SIGN | 1 |  |  | MB-GF-34-SC-38W |  |  |  | AVERAGE
T 1 MAIN BUILDING A/S | ZONE 209 | INTL BAGGAGE RECLAIM HALL | LIVE AREA | Fire | FIRE DOOR | 1 |  |  | 6450380 |  |  |  | AVERAGE
T 1 MAIN BUILDING A/S | ZONE 209 | INTL BAGGAGE RECLAIM HALL | LIVE AREA | Fire | SOUNDERS & BEACONS | 5 |  |  | NO REF |  |  |  | AVERAGE
T 1 MAIN BUILDING A/S | ZONE 209 | INTL BAGGAGE RECLAIM HALL | LIVE AREA | Mechanical | WATER FOUNTAIN | 1 |  |  | NO REF | WATER COOLERS LTD |  |  | AVERAGE
T 1 MAIN BUILDING A/S | ZONE 209 | INTL BAGGAGE RECLAIM HALL | LIVE AREA | IT | CCTV | 1 |  |  | CCTV-ICD-10828 | SONY |  |  | GOOD
T 1 MAIN BUILDING A/S | ZONE 209 | INTL BAGGAGE RECLAIM HALL | LIVE AREA | IT | CCTV | 1 |  |  | CCTV-ICD-10962 | SONY |  |  | GOOD
T 1 MAIN BUILDING A/S | ZONE 209 | INTL BAGGAGE RECLAIM HALL | LIVE AREA | Electrical | Static Signage | 1 |  | NO 1 | NO REF |  |  |  | GOOD
T 1 MAIN BUILDING A/S | ZONE 209 | INTL BAGGAGE RECLAIM HALL | LIVE AREA | IT | FIDS | 1 |  |  | NO REF | NEC | MULTI SYNC 3210 |  | GOOD
T 1 MAIN BUILDING A/S | ZONE 209 | INTL BAGGAGE RECLAIM HALL | LIVE AREA | IT | FIDS | 1 |  |  | NO REF | COLOUR MASTER |  |  | POOR
T 1 MAIN BUILDING A/S | ZONE 209 | INTL BAGGAGE RECLAIM HALL | LIVE AREA | Mechanical | CAROUSEL 01 | 1 |  |  | IRA100-ENC-01 |  |  |  | AVERAGE
T 1 MAIN BUILDING A/S | ZONE 209 | INTL BAGGAGE RECLAIM HALL | LIVE AREA | IT | FIDS | 1 |  |  | ? |  |  |  | GOOD
T 1 MAIN BUILDING A/S | ZONE 209 | INTL BAGGAGE RECLAIM HALL | LIVE AREA | IT | FIDS | 1 |  |  | ? |  |  |  | GOOD
T 1 MAIN BUILDING A/S | ZONE 209 | INTL BAGGAGE RECLAIM HALL | LIVE AREA | IT | FIDS | 1 |  |  | ? |  |  |  | GOOD
T 1 MAIN BUILDING A/S | ZONE 209 | INTL BAGGAGE RECLAIM HALL | LIVE AREA | IT | FIDS | 1 |  |  | ? |  |  |  | GOOD
T 1 MAIN BUILDING A/S | ZONE 209 | INTL BAGGAGE RECLAIM HALL | LIVE AREA | IT | WLAN | 1 |  |  | LHR1214T1-A1-AP00091 |  |  |  | GOOD
T 1 MAIN BUILDING A/S | ZONE 209 | INTL BAGGAGE RECLAIM HALL | LIVE AREA | IT | CCTV | 1 |  |  | CCTV-ICD-10827 | SONY |  |  | GOOD
T 1 MAIN BUILDING A/S | ZONE 209 | INTL BAGGAGE RECLAIM HALL | LIVE AREA | Electrical | EMGY SIGN | 1 |  |  | NO REF |  |  |  | POOR
T 1 MAIN BUILDING A/S | ZONE 209 | INTL BAGGAGE RECLAIM HALL | LIVE AREA | Electrical | DIU | 1 |  |  | NO REF | CEM SYSTEMS |  |  | AVERAGE
T 1 MAIN BUILDING A/S | ZONE 209 | INTL BAGGAGE RECLAIM HALL | LIVE AREA | Fire | FIU | 1 |  |  | NO REF | GENT | 34415 |  | AVERAGE
T 1 MAIN BUILDING A/S | ZONE 209 | INTL BAGGAGE RECLAIM HALL | LIVE AREA | Electrical | NORM/ LIGHTING CONTROL | 1 |  |  | NO REF |  |  |  | AVERAGE
T 1 MAIN BUILDING A/S | ZONE 209 | INTL BAGGAGE RECLAIM HALL | LIVE AREA | Electrical | Static Signage | 1 |  | HEATHROW EXPRESS | NO REF | 10 MTRES LONG |  |  | GOOD
T 1 MAIN BUILDING A/S | ZONE 209 | INTL BAGGAGE RECLAIM HALL | LIVE AREA | IT | CCTV | 1 |  |  | CCTV-ICD-10826 | SONY |  |  | GOOD
T 1 MAIN BUILDING A/S | ZONE 209 | INTL BAGGAGE RECLAIM HALL | LIVE AREA | IT | CCTV | 1 |  |  | CCTV-ICD-10818 | SONY |  |  | GOOD
T 1 MAIN BUILDING A/S | ZONE 209 | INTL BAGGAGE RECLAIM HALL | LIVE AREA | IT | CCTV | 1 |  |  | NO REF | SONY |  |  | GOOD
T 1 MAIN BUILDING A/S | ZONE 209 | INTL BAGGAGE RECLAIM HALL | LIVE AREA | Electrical | DIU | 2 |  |  | NO REF |  |  |  | AVERAGE
T 1 MAIN BUILDING A/S | ZONE 209 | INTL BAGGAGE RECLAIM HALL | LIVE AREA | Electrical | DIU | 1 |  |  | 11134-ACC-DC10014 |  |  |  | AVERAGE
T 1 MAIN BUILDING A/S | ZONE 209 | INTL BAGGAGE RECLAIM HALL | LIVE AREA | Fire | FIU | 1 |  |  | NO REF | GENT |  |  | AVERAGE
T 1 MAIN BUILDING A/S | ZONE 209 | INTL BAGGAGE RECLAIM HALL | LIVE AREA | Electrical | MAID NEW | 1 |  |  | 11134-ACC-RE10029 |  |  |  | GOOD
T 1 MAIN BUILDING A/S | ZONE 209 | INTL BAGGAGE RECLAIM HALL | LIVE AREA | Electrical | MAID | 1 |  |  | NO REF |  |  |  | POOR
T 1 MAIN BUILDING A/S | ZONE 209 | INTL BAGGAGE RECLAIM HALL | LIVE AREA | Mechanical | TROLLY SHUTTERS | 1 |  |  | 6536853 |  |  |  | AVERAGE
T 1 MAIN BUILDING A/S | ZONE 209 | INTL BAGGAGE RECLAIM HALL | LIVE AREA | Electrical | ELT | 1 |  |  | NO 30 |  |  |  | AVERAGE
T 1 MAIN BUILDING A/S | ZONE 209 | INTL BAGGAGE RECLAIM HALL | LIVE AREA | Electrical | ELT | 1 |  |  | NO 25 |  |  |  | AVERAGE
T 1 MAIN BUILDING A/S | ZONE 209 | INTL BAGGAGE RECLAIM HALL | LIVE AREA | Electrical | ELT | 1 |  |  | NO 26 |  |  |  | AVERAGE
T 1 MAIN BUILDING A/S | ZONE 209 | INTL BAGGAGE RECLAIM HALL | LIVE AREA | Electrical | ELT | 1 |  |  | NO 28 |  |  |  | AVERAGE
T 1 MAIN BUILDING A/S | ZONE 209 | INTL BAGGAGE RECLAIM HALL | LIVE AREA | HVAC | HVAC GRIL | 48 |  |  | NO REF |  |  |  | POOR
T 1 MAIN BUILDING A/S | ZONE 209 | INTL BAGGAGE RECLAIM HALL | LIVE AREA | Electrical | ELT | 1 |  |  | NO 22 |  |  |  | AVERAGE
T 1 MAIN BUILDING A/S | ZONE 209 | INTL BAGGAGE RECLAIM HALL | LIVE AREA | Electrical | ELT | 1 |  |  | NO 21 |  |  |  | AVERAGE
T 1 MAIN BUILDING A/S | ZONE 209 | INTL BAGGAGE RECLAIM HALL | LIVE AREA | Electrical | ELT | 1 |  |  | NO 18 |  |  |  | AVERAGE
T 1 MAIN BUILDING A/S | ZONE 209 | INTL BAGGAGE RECLAIM HALL | LIVE AREA | Electrical | ELT | 28 |  |  | NO REF |  |  |  | AVERAGE
T 1 MAIN BUILDING A/S | ZONE 209 | INTL BAGGAGE RECLAIM HALL | LIVE AREA | Electrical | Static Signage | 1 |  | NO 5 | NO REF |  |  |  | AVERAGE
T 1 MAIN BUILDING A/S | ZONE 209 | INTL BAGGAGE RECLAIM HALL | LIVE AREA | IT | FIDS | 1 |  |  | FIDS-T1-233-BAG-A-G | NEC | LCD300 |  | GOOD
T 1 MAIN BUILDING A/S | ZONE 209 | INTL BAGGAGE RECLAIM HALL | LIVE AREA | IT | FIDS | 1 |  |  | FIDS-T1-232-BAG-A-G | COLOUR MASTER |  |  | AVERAGE
T 1 MAIN BUILDING A/S | ZONE 209 | INTL BAGGAGE RECLAIM HALL | LIVE AREA | IT | FIDS | 1 |  |  | 11134 FIDS-DSD100113 |  |  |  | GOOD
T 1 MAIN BUILDING A/S | ZONE 209 | INTL BAGGAGE RECLAIM HALL | LIVE AREA | IT | FIDS | 1 |  |  | 11134 FIDS-DSD100124 |  |  |  | GOOD
T 1 MAIN BUILDING A/S | ZONE 209 | INTL BAGGAGE RECLAIM HALL | LIVE AREA | Mechanical | CAROUSEL O5 | 1 |  |  | NO REF |  |  |  | AVERAGE
T 1 MAIN BUILDING A/S | ZONE 209 | INTL BAGGAGE RECLAIM HALL | LIVE AREA | Electrical | ELECTRICAL PANEL | 1 |  |  | IAR507-ISL-01 |  |  |  | POOR
T 1 MAIN BUILDING A/S | ZONE 209 | INTL BAGGAGE RECLAIM HALL | LIVE AREA | IT | FIDS | 1 |  |  | ? |  |  |  | GOOD
T 1 MAIN BUILDING A/S | ZONE 209 | INTL BAGGAGE RECLAIM HALL | LIVE AREA | IT | FIDS | 1 |  |  | ? |  |  |  | GOOD
T 1 MAIN BUILDING A/S | ZONE 209 | INTL BAGGAGE RECLAIM HALL | LIVE AREA | IT | CCTV | 1 |  |  | NO REF | BOSCH |  |  | AVERAGE
T 1 MAIN BUILDING A/S | ZONE 209 | INTL BAGGAGE RECLAIM HALL | LIVE AREA | Mechanical | OUTSIZE BAG CONVERYOR | 1 |  |  | AOG105-MTR-01 |  |  |  | AVERAGE
T 1 MAIN BUILDING A/S | ZONE 209 | INTL BAGGAGE RECLAIM HALL | LIVE AREA | IT | FIDS | 1 |  |  | NO REF |  | LH40GWSLBC |  | GOOD
T 1 MAIN BUILDING A/S | ZONE 209 | INTL BAGGAGE RECLAIM HALL | LIVE AREA | IT | FIDS | 1 |  |  | NO REF |  | LH40GWSLBC |  | GOOD
PIER 4 | ZONE M52 | MECHANICAL PLANTROOM GATE 5 | LIVE AREA | HVAC | AHU | 1 |  |  | AFF U 01 |  |  |  | AVERAGE
PIER 4 | ZONE M52 | MECHANICAL PLANTROOM GATE 5 | LIVE AREA | Electrical | EXTRACT PANEL | 1 |  |  | 37-3H-G |  |  |  | AVERAGE
PIER 4 | ZONE M52 | MECHANICAL PLANTROOM GATE 5 | LIVE AREA | Fire | FIU | 1 |  |  | 1083035 | GENT | 34415 |  | AVERAGE
PIER 4 | ZONE M52 | MECHANICAL PLANTROOM GATE 5 | LIVE AREA | Electrical | 110 LV TRANSFORMER | 8 |  |  | NO REF |  |  |  | AVERAGE
PIER 4 | ZONE M52 | MECHANICAL PLANTROOM GATE 5 | LIVE AREA | HVAC | AHU | 1 |  |  | AFF U 3 | ROSSER- RUSSELL |  |  | AVERAGE
PIER 4 | ZONE M52 | MECHANICAL PLANTROOM GATE 5 | LIVE AREA | Electrical | EXTRACT PANEL | 1 |  |  | NO REF |  |  |  | AVERAGE
PIER 4 | ZONE M52 | MECHANICAL PLANTROOM GATE 5 | LIVE AREA | Electrical | ISOLATOR SWITCH | 1 |  |  | 37-4H-E | EXEL 63A |  |  | AVERAGE
PIER 4 | ZONE M52 | MECHANICAL PLANTROOM GATE 5 | LIVE AREA | Fire | FIU | 1 |  |  | 1083-02 | GENT | 34415 |  | AVERAGE
PIER 4 | ZONE M52 | MECHANICAL PLANTROOM GATE 5 | LIVE AREA | Fire | FIRE DOOR | 1 |  |  | T 1 -FDR 0157 |  |  |  | AVERAGE
PIER 4 | ZONE M52 | MECHANICAL PLANTROOM GATE 5 | LIVE AREA | Mechanical | EMRGY SIGN | 3 |  |  | NO REF |  |  |  | AVERAGE
PIER 4 | ZONE M52 | MECHANICAL PLANTROOM GATE 5 | LIVE AREA | Electrical | DB | 1 |  |  | T 1 -DB-0312 |  |  |  | AVERAGE
PIER 4 | ZONE M52 | MECHANICAL PLANTROOM GATE 5 | LIVE AREA | Electrical | DAU | 1 |  |  | 4205 |  |  |  | AVERAGE
PIER 4 | ZONE M52 | MECHANICAL PLANTROOM GATE 5 | LIVE AREA | Fire | F/A VOICE INTERFACE PAN | 1 |  |  | GOLDEN MILE P/R NO 60 R-20 |  |  |  | AVERAGE
PIER 4 | ZONE M52 | MECHANICAL PLANTROOM GATE 5 | LIVE AREA | Fire | F/A CONTROL PANEL | 1 |  |  | FAP 108 |  |  |  | AVERAGE
PIER 4 | ZONE M52 | MECHANICAL PLANTROOM GATE 5 | LIVE AREA | Electrical | DB | 1 |  |  | T 1 - DB-0309 |  |  |  | AVERAGE
PIER 4 | ZONE M52 | MECHANICAL PLANTROOM GATE 5 | LIVE AREA | Electrical | DB | 1 |  |  | T 1 - DB-0310 |  |  |  | AVERAGE
PIER 4 | ZONE M52 | MECHANICAL PLANTROOM GATE 5 | LIVE AREA | Electrical | LIGHTING CONTACTOR PAN | 1 |  |  | NO REF |  |  |  | AVERAGE
PIER 4 | ZONE M52 | MECHANICAL PLANTROOM GATE 5 | LIVE AREA | Fire | FIU | 1 |  |  | 1083-06 | GENT | 34415 |  | AVERAGE
PIER 4 | ZONE M52 | MECHANICAL PLANTROOM GATE 5 | LIVE AREA | Electrical | DB | 1 |  |  | T 1 -DB-0308 |  |  |  | AVERAGE
PIER 4 | ZONE M52 | MECHANICAL PLANTROOM GATE 5 | LIVE AREA | Electrical | ISOLATOR SWITCH | 1 |  |  | NO REF | EXEL 63A |  |  | AVERAGE
PIER 4 | ZONE M52 | MECHANICAL PLANTROOM GATE 5 | LIVE AREA | Electrical | PRESSURE BOOSTER / PAN | 1 |  |  | NO REF |  |  |  | AVERAGE
PIER 4 | ZONE M52 | MECHANICAL PLANTROOM GATE 5 | LIVE AREA | Mechanical | MOTOR PUMP | 1 |  |  | NO 1 | GRUNDFOS 50HZ |  |  | AVERAGE
PIER 4 | ZONE M52 | MECHANICAL PLANTROOM GATE 5 | LIVE AREA | Mechanical | MOTOR PUMP | 1 |  |  | NO 2 | GRUNDFOS 50HZ |  |  | AVERAGE
PIER 4 | ZONE M52 | MECHANICAL PLANTROOM GATE 5 | LIVE AREA | Mechanical | PRESSURE TANK | 1 |  |  | 6166 | GRUNDFOS |  |  | AVERAGE
PIER 4 | ZONE M52 | MECHANICAL PLANTROOM GATE 5 | LIVE AREA | Mechanical | MOTOR PUMPS | 2 |  |  | TPD 50-120-2 | GRUNDFOS |  |  | AVERAGE
PIER 4 | ZONE M52 | MECHANICAL PLANTROOM GATE 5 | LIVE AREA | Electrical | METER | 1 |  |  | 5093240 |  |  |  | AVERAGE
PIER 4 | ZONE M52 | MECHANICAL PLANTROOM GATE 5 | LIVE AREA | Electrical | METER | 1 |  |  | 5099663 |  |  |  | AVERAGE
PIER 4 | ZONE M52 | MECHANICAL PLANTROOM GATE 5 | LIVE AREA | Mechanical | HYDRO MAG | 1 |  |  | CLASS 1 DN 50 |  |  |  | AVERAGE
PIER 4 | ZONE M52 | MECHANICAL PLANTROOM GATE 5 | LIVE AREA | Electrical | ISOLATOR SWITCH | 1 |  |  | 37-3H-N P8 A |  |  |  | AVERAGE
PIER 4 | ZONE M52 | MECHANICAL PLANTROOM GATE 5 | LIVE AREA | Electrical | ISOLATOR SWITCH | 1 |  |  | 37-4H-NP8 B |  |  |  | AVERAGE
PIER 4 | ZONE M52 | MECHANICAL PLANTROOM GATE 5 | LIVE AREA | Mechanical | CALORIFIER/ BOILER | 1 |  |  | P1993A |  |  |  | AVERAGE
PIER 4 | ZONE M52 | MECHANICAL PLANTROOM GATE 5 | LIVE AREA | HVAC | AHU | 1 |  |  | AHU 1 AAF4 |  |  |  | AVERAGE
PIER 4 | ZONE M52 | MECHANICAL PLANTROOM GATE 5 | LIVE AREA | Electrical | HUMIDIFIER PANEL | 1 |  |  | 37-4H-F&3H-F |  |  |  | AVERAGE
PIER 4 | ZONE M52 | MECHANICAL PLANTROOM GATE 5 | LIVE AREA | Electrical | IMMERSION HEATERPANEL | 1 |  |  | NO 1 & NO 2 |  |  |  | AVERAGE
PIER 4 | ZONE M52 | MECHANICAL PLANTROOM GATE 5 | LIVE AREA | Electrical | IMMERSION CONTROL PANEL | 1 |  |  | 37-3H-P&4HP |  |  |  | AVERAGE
PIER 4 | ZONE M52 | MECHANICAL PLANTROOM GATE 5 | LIVE AREA | Mechanical | MOTOR PUMP | 2 |  |  | NO REF | GRUNDFOS | UPC 50-120 |  | AVERAGE
PIER 4 | ZONE M52 | MECHANICAL PLANTROOM GATE 5 | LIVE AREA | Mechanical | MOTOR PUMP | 2 |  |  | NO REF | GRUNDFOS | UPSD 40-120F |  | AVERAGE
PIER 4 | ZONE M52 | MECHANICAL PLANTROOM GATE 5 | LIVE AREA | Mechanical | MOTOR PUMP | 2 |  |  | NO REF | GRUNDFOS | UPSD 40-120F |  | AVERAGE
PIER 4 | ZONE M52 | MECHANICAL PLANTROOM GATE 5 | LIVE AREA | Electrical | ISOLATOR SWITCH | 1 |  |  | 37-4H-IP3 | EXEL 20A |  |  | AVERAGE
PIER 4 | ZONE M52 | MECHANICAL PLANTROOM GATE 5 | LIVE AREA | Electrical | ISOLATOR SWITCH | 1 |  |  | 37-3H-IP3 | EXEL 20A |  |  | AVERAGE
PIER 4 | ZONE M52 | MECHANICAL PLANTROOM GATE 5 | LIVE AREA | Electrical | ISOLATOR SWITCH | 1 |  |  | 37-4H-HP2 | EXEL 20A |  |  | AVERAGE
PIER 4 | ZONE M52 | MECHANICAL PLANTROOM GATE 5 | LIVE AREA | Electrical | ISOLATOR SWITCH | 1 |  |  | 37-3H-HP2 | EXEL 20A |  |  | AVERAGE
PIER 4 | ZONE M52 | MECHANICAL PLANTROOM GATE 5 | LIVE AREA | Electrical | ISOLATOR SWITCH | 1 |  |  | 37-4H-JP1 | EXEL 20A |  |  | AVERAGE
PIER 4 | ZONE M52 | MECHANICAL PLANTROOM GATE 5 | LIVE AREA | Electrical | ISOLATOR SWITCH | 1 |  |  | 37-3H-JP1 | EXEL 20A |  |  | AVERAGE
PIER 4 | ZONE M52 | MECHANICAL PLANTROOM GATE 5 | LIVE AREA | Electrical | E/STOPS | 15 |  |  | NO REF |  |  |  | GOOD
PIER 4 | ZONE M52 | MECHANICAL PLANTROOM GATE 5 | LIVE AREA | Mechanical | PRESSURE UNIT | 1 |  |  | NO REF | CUMULOS CNHL /225 DUO |  |  | AVERAGE
PIER 4 | ZONE M52 | MECHANICAL PLANTROOM GATE 5 | LIVE AREA | Mechanical | EXPANSION SEALED VESSEL | 1 |  |  | NO REF |  |  |  | AVERAGE
PIER 4 | ZONE M52 | MECHANICAL PLANTROOM GATE 5 | LIVE AREA | Mechanical | CALORIFIER/ BOILER | 1 |  |  | P1992 |  |  |  | AVERAGE
PIER 4 | ZONE M52 | MECHANICAL PLANTROOM GATE 5 | LIVE AREA | Mechanical | STEAM CYLINDERS | 2 |  |  | NO REF | VAPAC 9048 |  |  | AVERAGE
PIER 4 | ZONE M52 | MECHANICAL PLANTROOM GATE 5 | LIVE AREA | Electrical | METER | 2 |  |  | NO REF | SVM 840 |  |  | AVERAGE
PIER 4 | ZONE M52 | MECHANICAL PLANTROOM GATE 5 | LIVE AREA | Electrical | CONTROL SWITCH | 1 |  |  | CAL 1-CV1 |  |  |  | AVERAGE
PIER 4 | ZONE M52 | MECHANICAL PLANTROOM GATE 5 | LIVE AREA | Electrical | CONTROL SWITCH | 1 |  |  | CAL 1-CV2 |  |  |  | AVERAGE
PIER 4 | ZONE M52 | MECHANICAL PLANTROOM GATE 5 | LIVE AREA | Electrical | COMBIMETER | 1 |  |  | NO REF | CLORIUS |  |  | AVERAGE
PIER 4 | ZONE M52 | MECHANICAL PLANTROOM GATE 5 | LIVE AREA | Electrical | ISOLATOR SWITCH | 1 |  |  | 37-4H-K-PU2 | EXEL 63A |  |  | AVERAGE
PIER 4 | ZONE M52 | MECHANICAL PLANTROOM GATE 5 | LIVE AREA | Electrical | HVAC DRIVE PANEL | 1 |  | LOUNGE SUPPLY | NO REF |  |  |  | AVERAGE
PIER 4 | ZONE M52 | MECHANICAL PLANTROOM GATE 5 | LIVE AREA | Electrical | ISOLATOR SWITCH | 1 |  |  | 37-4H-D | EXEL 63A |  |  | AVERAGE
PIER 4 | ZONE M52 | MECHANICAL PLANTROOM GATE 5 | LIVE AREA | HVAC | AHU 02 | 1 |  |  | NO REF | ROSSER- RUSSELL |  |  | AVERAGE
PIER 4 | ZONE M52 | MECHANICAL PLANTROOM GATE 5 | LIVE AREA | Electrical | ISOLATOR SWITCH | 1 |  |  | 37-3H-A-14L1 |  |  |  | AVERAGE
PIER 4 | ZONE M52 | MECHANICAL PLANTROOM GATE 5 | LIVE AREA | Fire | FIU | 1 |  |  | 1083-14 |  |  |  | AVERAGE
PIER 4 | ZONE M52 | MECHANICAL PLANTROOM GATE 5 | LIVE AREA | Electrical | BUZZ BAR | 1 |  |  | NO REF |  |  |  | AVERAGE
PIER 4 | ZONE M52 | MECHANICAL PLANTROOM GATE 5 | LIVE AREA | Electrical | METER | 1 |  |  | ID 004094 |  |  |  | AVERAGE
PIER 4 | ZONE M52 | MECHANICAL PLANTROOM GATE 5 | LIVE AREA | Electrical | DB | 1 |  |  | T 1 - DB-0314 |  |  |  | AVERAGE
PIER 4 | ZONE M52 | MECHANICAL PLANTROOM GATE 5 | LIVE AREA | Mechanical | MOTOR PUMP | 2 |  |  | 11134-CWS-PUM00001 / PUM 000002 | GRUNDFOS |  |  | AVERAGE
PIER 4 | ZONE M52 | MECHANICAL PLANTROOM GATE 5 | LIVE AREA | Electrical | ISOLATOR SWITCH | 1 |  |  | 11134-LV-15000019 |  |  |  | AVERAGE
PIER 4 | ZONE M52 | MECHANICAL PLANTROOM GATE 5 | LIVE AREA | Electrical | ISOLATOR SWITCH | 1 |  |  | 11134-LV-15000020 |  |  |  | AVERAGE
PIER 4 | ZONE M52 | MECHANICAL PLANTROOM GATE 5 | LIVE AREA | Electrical | CONTROL PAN/ J/B FROM MCC1 | 1 |  |  | NO RF |  |  |  | AVERAGE
PIER 4 | ZONE M52 | MECHANICAL PLANTROOM GATE 5 | LIVE AREA | Electrical | ISOLATOR SWITCH | 1 |  |  | 37-3H-D |  |  |  | AVERAGE
PIER 4 | ZONE M52 | MECHANICAL PLANTROOM GATE 5 | LIVE AREA | Electrical | METER | 2 |  |  | NO REF | KAMSTRUP |  |  | AVERAGE
PIER 4 | ZONE M52 | MECHANICAL PLANTROOM GATE 5 | LIVE AREA | Electrical | BATTERY PANEL | 1 |  |  | VPN 304-327 |  |  |  | AVERAGE
PIER 4 | ZONE M52 | MECHANICAL PLANTROOM GATE 5 | LIVE AREA | IT | INVENSYS PANEL | 1 |  |  | NO REF | VODAFONE |  |  | AVERAGE
PIER 4 | ZONE M52 | MECHANICAL PLANTROOM GATE 5 | LIVE AREA | Fire | FIRE DOOR | 1 |  |  | T 1 - FDR 0026 |  |  |  | AVERAGE
PIER 4 | ZONE M52 | MECHANICAL PLANTROOM GATE 5 | LIVE AREA | HVAC | AHU 01 | 1 |  |  | UNIT 01 |  |  |  | AVERAGE
PIER 4 | ZONE M52 | MECHANICAL PLANTROOM GATE 5 | LIVE AREA | Electrical | DB | 1 |  |  | T 1 - DB-0315 |  |  |  | AVERAGE
PIER 4 | ZONE M52 | MECHANICAL PLANTROOM GATE 5 | LIVE AREA | Electrical | DB | 1 |  |  | T 1 -DB-0316 |  |  |  | AVERAGE
PIER 4 | ZONE M52 | MECHANICAL PLANTROOM GATE 5 | LIVE AREA | Electrical | METER | 1 |  |  | ID 004095 |  |  |  | AVERAGE
PIER 4 | ZONE M52 | MECHANICAL PLANTROOM GATE 5 | LIVE AREA | Fire | FIU | 1 |  |  | 1083036 | GENT | 34415 |  | AVERAGE
PIER 4 | ZONE M52 | MECHANICAL PLANTROOM GATE 5 | LIVE AREA | Mechanical | CALORIFIER/ BOILER | 1 |  |  | P1992 |  |  |  | AVERAGE
PIER 4 | ZONE M52 | MECHANICAL PLANTROOM GATE 5 | LIVE AREA | Electrical | ISOLATOR SWITCH | 1 |  |  | 37-3Y-L |  |  |  | AVERAGE
PIER 4 | ZONE M52 | MECHANICAL PLANTROOM GATE 5 | LIVE AREA | Electrical | ISOLATOR SWITCH | 1 |  |  | 37-4Y-N |  |  |  | AVERAGE
PIER 4 | ZONE M52 | MECHANICAL PLANTROOM GATE 5 | LIVE AREA | Electrical | ISOLATOR SWITCH | 1 |  |  | 37-4Y-N |  |  |  | AVERAGE
PIER 4 | ZONE M52 | MECHANICAL PLANTROOM GATE 5 | LIVE AREA | Electrical | ISOLATOR SWITCH | 1 |  |  | 37-44Y-G |  |  |  | AVERAGE
PIER 4 | ZONE M52 | MECHANICAL PLANTROOM GATE 5 | LIVE AREA | Mechanical | CALORIFIER/ BOILER | 1 |  |  | P1990 |  |  |  | AVERAGE
PIER 4 | ZONE M52 | MECHANICAL PLANTROOM GATE 5 | LIVE AREA | Mechanical | CALORIFIER/ BOILER | 1 |  |  | P1991 |  |  |  | AVERAGE
PIER 4 | ZONE M52 | MECHANICAL PLANTROOM GATE 5 | LIVE AREA | Mechanical | PRESSURE VESSEL | 1 |  |  | 87-404EEC |  |  |  | AVERAGE
PIER 4 | ZONE M52 | MECHANICAL PLANTROOM GATE 5 | LIVE AREA | Mechanical | PUMP | 1 |  |  | 11134-LTHW-PUMP0002 PUMP2 |  |  |  | AVERAGE
PIER 4 | ZONE M52 | MECHANICAL PLANTROOM GATE 5 | LIVE AREA | Electrical | ISOLATOR SWITCH | 1 |  |  | 11134-LV-1SO 00017 |  |  |  | AVERAGE
PIER 4 | ZONE M52 | MECHANICAL PLANTROOM GATE 5 | LIVE AREA | Electrical | ISOLATOR SWITCH | 1 |  |  | 11134-LV-ISO 00018 |  |  |  | AVERAGE
PIER 4 | ZONE M52 | MECHANICAL PLANTROOM GATE 5 | LIVE AREA | Mechanical | PUMPS 7&8 | 1 |  |  | HW PRIMARY HEATING 50-120 |  |  |  | AVERAGE
PIER 4 | ZONE M52 | MECHANICAL PLANTROOM GATE 5 | LIVE AREA | Mechanical | PUMPS 3&4 | 1 |  |  | BAGGAGE HALL HEATING 80-120 |  |  |  | AVERAGE
PIER 4 | ZONE M52 | MECHANICAL PLANTROOM GATE 5 | LIVE AREA | Electrical | ISOLATOR SWITCH | 1 |  |  | 37-4Y-E |  |  |  | AVERAGE
PIER 4 | ZONE M52 | MECHANICAL PLANTROOM GATE 5 | LIVE AREA | Electrical | ISOLATOR SWITCH | 1 |  |  | 37-3Y-E |  |  |  | AVERAGE
PIER 4 | ZONE M52 | MECHANICAL PLANTROOM GATE 5 | LIVE AREA | Electrical | ISOLATOR SWITCH | 1 |  |  | 37-3Y-B |  |  |  | AVERAGE
PIER 4 | ZONE M52 | MECHANICAL PLANTROOM GATE 5 | LIVE AREA | Electrical | ISOLATOR SWITCH | 1 |  |  | 37-3Y-C |  |  |  | AVERAGE
PIER 4 | ZONE M52 | MECHANICAL PLANTROOM GATE 5 | LIVE AREA | Electrical | ISOLATOR SWITCH | 1 |  |  | 37-4Y-J |  |  |  | AVERAGE
PIER 4 | ZONE M52 | MECHANICAL PLANTROOM GATE 5 | LIVE AREA | Electrical | ISOLATOR SWITCH | 1 |  |  | 37-4Y-B |  |  |  | AVERAGE
PIER 4 | ZONE M52 | MECHANICAL PLANTROOM GATE 5 | LIVE AREA | Fire | FIRE DAMPER | 1 |  |  | 1084 |  |  |  | AVERAGE
PIER 4 | ZONE M52 | MECHANICAL PLANTROOM GATE 5 | LIVE AREA | Fire | FIRE DAMPER | 1 |  |  | 1085 |  |  |  | AVERAGE
PIER 4 | ZONE M52 | MECHANICAL PLANTROOM GATE 5 | LIVE AREA | Fire | FIU | 1 |  |  | 1083-19 |  |  |  | AVERAGE
PIER 4 | ZONE M52 | MECHANICAL PLANTROOM GATE 5 | LIVE AREA | Fire | FIRE DAMPER | 1 |  |  | 1086 |  |  |  | AVERAGE
PIER 4 | ZONE M52 | MECHANICAL PLANTROOM GATE 5 | LIVE AREA | Fire | FIRE DAMPER | 1 |  |  | 1088 |  |  |  | AVERAGE
PIER 4 | ZONE M52 | MECHANICAL PLANTROOM GATE 5 | LIVE AREA | Fire | FIRE DAMPER | 1 |  |  | 1089 |  |  |  | AVERAGE
PIER 4 | ZONE M52 | MECHANICAL PLANTROOM GATE 5 | LIVE AREA | Fire | FIRE DAMPER | 1 |  |  | 1090 |  |  |  | AVERAGE
PIER 4 | ZONE M52 | MECHANICAL PLANTROOM GATE 5 | LIVE AREA | Fire | FIRE DAMPER | 1 |  |  | 1091 |  |  |  | AVERAGE
PIER 4 | ZONE M52 | MECHANICAL PLANTROOM GATE 5 | LIVE AREA | Electrical | ISOLATOR SWITCH | 1 |  |  | DB 37-4L1-2-3 |  |  |  | AVERAGE
PIER 4 | ZONE M52 | MECHANICAL PLANTROOM GATE 5 | LIVE AREA | Electrical | ISOLATOR SWITCH | 1 |  |  | DB 37-4L-12L1-2-3-3 |  |  |  | AVERAGE
PIER 4 | ZONE M52 | MECHANICAL PLANTROOM GATE 5 | LIVE AREA | IT | COMMS | 1 |  |  | FID PANEL T1-476 BAG A1 |  |  |  | AVERAGE
PIER 4 | ZONE M52 | MECHANICAL PLANTROOM GATE 5 | LIVE AREA | IT | COMMS | 1 |  |  | FID PANEL T1-477 BAG A1 |  |  |  | AVERAGE
PIER 4 | ZONE M52 | MECHANICAL PLANTROOM GATE 5 | LIVE AREA | IT | COMMS | 1 |  |  | FID PANEL T1-478 BAG A1 |  |  |  | AVERAGE
PIER 4 | ZONE M52 | MECHANICAL PLANTROOM GATE 5 | LIVE AREA | IT | COMMS | 1 |  |  | FID PANEL T1-479 BAG A1 |  |  |  | AVERAGE
PIER 4 | ZONE M52 | MECHANICAL PLANTROOM GATE 5 | LIVE AREA | Electrical | BMS PANEL | 1 |  | AIR CON | NO REF |  |  |  | AVERAGE
PIER 4 | ZONE M52 | MECHANICAL PLANTROOM GATE 5 | LIVE AREA | Electrical | ISOLATOR SWITCH | 1 |  |  | 37-3Y-D |  |  |  | AVERAGE
PIER 4 | ZONE M52 | MECHANICAL PLANTROOM GATE 5 | LIVE AREA | Electrical | ELEC/ COOLING PANEL | 2 |  |  | NO REF | SK 3332540 |  |  | AVERAGE
PIER 4 | ZONE M52 | MECHANICAL PLANTROOM GATE 5 | LIVE AREA | Mechanical | VALVES | 97 |  |  | NO REF |  |  |  | AVERAGE
PIER 4 | ZONE M52 | MECHANICAL PLANTROOM GATE 5 | LIVE AREA | Electrical | NORMAL LIGHTING | 30 |  |  | NO REF |  |  |  | AVERAGE
PIER 4 | ZONE M52 | MECHANICAL PLANTROOM GATE 5 | LIVE AREA | Electrical | ELT | 14 |  |  | NO REF |  |  |  | AVERAGE
PIER 4 | ZONE M52 | MECHANICAL PLANTROOM GATE 5 | LIVE AREA | Electrical | SALTO | 1 |  |  | NO REF |  |  |  | GOOD
T 1 MAIN BUILDING A/S | ZONE 210 | GBS OFFICE (BAGGAGE HALL) | LIVE AREA | Electrical | NORMAL LIGHTING | 11 |  |  | NO REF |  |  |  | AVERAGE
T 1 MAIN BUILDING A/S | ZONE 210 | GBS OFFICE (BAGGAGE HALL) | LIVE AREA | Electrical | ELT | 4 |  |  | NO REF |  |  |  | AVERAGE
T 1 MAIN BUILDING A/S | ZONE 210 | GBS OFFICE (BAGGAGE HALL) | LIVE AREA | Electrical | NORM/ LIGHTING CONTROL | 1 |  |  | NO REF |  |  |  | AVERAGE
T 1 MAIN BUILDING A/S | ZONE 210 | GBS OFFICE (BAGGAGE HALL) | LIVE AREA | Mechanical | SPRINKLERS | 8 |  |  | NO REF |  |  |  | AVERAGE
T 1 MAIN BUILDING A/S | ZONE 210 | GBS OFFICE (BAGGAGE HALL) | LIVE AREA | HVAC | HVAC UNIT | 1 |  |  | 11134-HVAC-FCU00211 | BIDDLE |  |  | AVERAGE
T 1 MAIN BUILDING A/S | ZONE 210 | GBS OFFICE (BAGGAGE HALL) | LIVE AREA | Fire | FIRE DOORS | 3 |  |  | NO REF |  |  |  | AVERAGE
T 1 MAIN BUILDING A/S | ZONE 210 | GBS OFFICE (BAGGAGE HALL) | LIVE AREA | HVAC | SMOKE FIRE DAMPER | 1 |  |  | ID 00.08 |  |  |  | AVERAGE
T 1 MAIN BUILDING A/S | ZONE 210 | GBS OFFICE (BAGGAGE HALL) | LIVE AREA | HVAC | HVAC CONTROLLER | 1 |  |  | NO REF | SCHNEIDER |  |  | AVERAGE
T 1 MAIN BUILDING A/S | ZONE 210 | GBS OFFICE (BAGGAGE HALL) | LIVE AREA | HVAC | HVAC GRILL | 2 |  |  | NO REF |  |  |  | AVERAGE
T 1 MAIN BUILDING L/S | ZONE 211 | STAR ALLIANCE OFFICE (BAGGAGE HALL) | LIVE AREA | Electrical | CHECK IN DESK | 1 |  |  | LHR1BAG07 |  |  |  | AVERAGE
T 1 MAIN BUILDING L/S | ZONE 211 | STAR ALLIANCE OFFICE (BAGGAGE HALL) | LIVE AREA | Electrical | CHECK IN DESK | 1 |  |  | LHR1BAG08 |  |  |  | AVERAGE
T 1 MAIN BUILDING L/S | ZONE 211 | STAR ALLIANCE OFFICE (BAGGAGE HALL) | LIVE AREA | Electrical | CHECK IN DESK | 1 |  |  | LHR1BAG09 |  |  |  | AVERAGE
T 1 MAIN BUILDING L/S | ZONE 211 | STAR ALLIANCE OFFICE (BAGGAGE HALL) | LIVE AREA | Fire | FIRE DOOR | 1 |  |  | NO REF |  |  |  | AVERAGE
T 1 MAIN BUILDING L/S | ZONE 211 | STAR ALLIANCE OFFICE (BAGGAGE HALL) | LIVE AREA | Electrical | NORMAL LIGHTING | 6 |  |  | NO REF |  |  |  | AVERAGE
T 1 MAIN BUILDING L/S | ZONE 211 | STAR ALLIANCE OFFICE (BAGGAGE HALL) | LIVE AREA | Electrical | ELT | 1 |  |  | 1H1-3A-8 |  |  |  | AVERAGE
T 1 MAIN BUILDING L/S | ZONE 211 | STAR ALLIANCE OFFICE (BAGGAGE HALL) | LIVE AREA | HVAC | HVAC GRIL | 2 |  |  | NO REF |  |  |  | AVERAGE
T 1 MAIN BUILDING L/S | ZONE 212 | TAM OFFICE (BAGGAGE HALL) | LIVE AREA | Electrical | CHECK IN DESK | 2 |  |  | NO REF |  |  |  | POOR
T 1 MAIN BUILDING L/S | ZONE 212 | TAM OFFICE (BAGGAGE HALL) | LIVE AREA | Electrical | NORMAL LIGHTING | 11 |  |  | NO REF |  |  |  | POOR
T 1 MAIN BUILDING L/S | ZONE 212 | TAM OFFICE (BAGGAGE HALL) | LIVE AREA | HVAC | HVAC UNIT | 1 |  |  | NO REF | MITSUBISHI | MSZ-GA50VA |  | AVERAGE
T 1 MAIN BUILDING L/S | ZONE 212 | TAM OFFICE (BAGGAGE HALL) | LIVE AREA | HVAC | HVAC GRIL | 3 |  |  | NO REF |  |  |  | POOR
T 1 MAIN BUILDING L/S | ZONE 212 | TAM OFFICE (BAGGAGE HALL) | LIVE AREA | Fire | FIRE DOOR | 3 |  |  | NO REF |  |  |  | AVERAGE
T 1 MAIN BUILDING L/S | ZONE 212 | TAM OFFICE (BAGGAGE HALL) | LIVE AREA | Electrical | ELT | 2 |  |  | 1H1-3A-7 |  |  |  | AVERAGE
T 1 MAIN BUILDING L/S | ZONE 212 | TAM OFFICE (BAGGAGE HALL) | LIVE AREA | Electrical | DB | 1 |  |  | T 1 - DB -0576 |  |  |  | AVERAGE
T 1 MAIN BUILDING L/S | ZONE 212 | TAM OFFICE (BAGGAGE HALL) | LIVE AREA | Electrical | METER | 1 |  |  | ID 007560 |  |  |  | POOR
T 1 MAIN BUILDING L/S | ZONE 212 | TAM OFFICE (BAGGAGE HALL) | LIVE AREA | Electrical | ELEC/ PANEL EMRGY LIGHT | 1 |  |  | 1H1 -3-A-1 |  |  |  | AVERAGE
T 1 MAIN BUILDING L/S | ZONE 212 | TAM OFFICE (BAGGAGE HALL) | LIVE AREA | IT | BT COMMS | 1 |  |  | ID 997 |  |  |  | AVERAGE
T 1 MAIN BUILDING L/S | ZONE 212 | TAM OFFICE (BAGGAGE HALL) | LIVE AREA | IT | BAA COMMS | 1 |  |  | BAA-T/COM LHR09-321 |  |  |  | AVERAGE
T 1 MAIN BUILDING L/S | ZONE 212 | TAM OFFICE (BAGGAGE HALL) | LIVE AREA | HVAC | HVAC GRIL | 1 |  |  | NO REF |  |  |  | POOR
T 1 MAIN BUILDING L/S | ZONE 213 | SECURITY STAFF SEARCH AREA | LIVE AREA | Specialist Systems | LIQUID DETECTION SCANNER | 1 |  |  | 89084897 | BATTELLE |  | ID 000087 | GOOD
T 1 MAIN BUILDING L/S | ZONE 213 | SECURITY STAFF SEARCH AREA | LIVE AREA | Specialist Systems | EXPLOSIVE IONSCAN | 1 |  |  | 10240234 | SMITHS IONSCAN |  | 19687 | GOOD
T 1 MAIN BUILDING L/S | ZONE 213 | SECURITY STAFF SEARCH AREA | LIVE AREA | IT | CCTV | 1 |  |  | 11134-CCTV-CAM10725 | BOSCH |  |  | GOOD
T 1 MAIN BUILDING L/S | ZONE 213 | SECURITY STAFF SEARCH AREA | LIVE AREA | IT | CCTV | 1 |  |  | CCTV-ICD-10816 | SONY |  |  | GOOD
T 1 MAIN BUILDING L/S | ZONE 213 | SECURITY STAFF SEARCH AREA | LIVE AREA | Electrical | Static Signage | 1 |  | NO ENTRY | NO REF |  |  |  | AVERAGE
T 1 MAIN BUILDING L/S | ZONE 213 | SECURITY STAFF SEARCH AREA | LIVE AREA | Specialist Systems | XRAY MACHINE | 1 |  |  | NO REF | SMITHS HEIMANN | HS604SSI | 73147 | AVERAGE
T 1 MAIN BUILDING L/S | ZONE 213 | SECURITY STAFF SEARCH AREA | LIVE AREA | Specialist Systems | HAND LIQUID SCANNER | 1 |  |  | 1242 SCR-MDV-SE00037 | SMITHS HEIMANN | SABRE EXV | 44706 | GOOD
T 1 MAIN BUILDING L/S | ZONE 213 | SECURITY STAFF SEARCH AREA | LIVE AREA | Specialist Systems | EXPLOSIVE IONSCAN | 1 |  |  | NO REF | SMITHS IONSCAN |  | 26015 | GOOD
T 1 MAIN BUILDING L/S | ZONE 213 | SECURITY STAFF SEARCH AREA | LIVE AREA | Specialist Systems | PASSENGER XRAY | 1 |  |  | NO REF | SMITHS HEIMANN | 02PN20 |  | AVERAGE
T 1 MAIN BUILDING L/S | ZONE 213 | SECURITY STAFF SEARCH AREA | LIVE AREA | Electrical | WALL HEATER | 1 |  |  | NO REF | DIMPLEX |  |  | POOR
T 1 MAIN BUILDING L/S | ZONE 213 | SECURITY STAFF SEARCH AREA | LIVE AREA | Electrical | EMRGY SIGN | 1 |  |  | NO REF | MB-GF-35-SC-38W |  |  | AVERAGE
T 1 MAIN BUILDING L/S | ZONE 213 | SECURITY STAFF SEARCH AREA | LIVE AREA | Electrical | PEOPLE & BAG COUNTING J/B | 1 |  |  | NO REF |  |  |  | AVERAGE
T 1 MAIN BUILDING L/S | ZONE 213 | SECURITY STAFF SEARCH AREA | LIVE AREA | Fire | FIU | 1 |  |  | 206-3010 | GENT |  |  | 34450
T 1 MAIN BUILDING L/S | ZONE 213 | SECURITY STAFF SEARCH AREA | LIVE AREA | Electrical | DESK | 1 |  |  | NO REF |  |  |  | GOOD
T 1 MAIN BUILDING L/S | ZONE 213 | SECURITY STAFF SEARCH AREA | LIVE AREA | Electrical | PANIC ALARM PANEL | 1 |  |  | PANIC-041 | ATKINS |  |  | AVERAGE
T 1 MAIN BUILDING L/S | ZONE 213 | SECURITY STAFF SEARCH AREA | LIVE AREA | Electrical | ELT | 1 |  |  | NO REF |  |  |  | POOR
T 1 MAIN BUILDING L/S | ZONE 213 | SECURITY STAFF SEARCH AREA | LIVE AREA | Electrical | NORMAL LIGHTING | 3 |  |  | NO REF |  |  |  | POOR
T 1 MAIN BUILDING L/S | ZONE 213 | SECURITY STAFF SEARCH AREA | LIVE AREA | Electrical | GLASS SLIDING AUTO DOOR | 1 |  |  | NO REF | KONE |  |  | AVERAGE
T 1 MAIN BUILDING A/S | ZONE 214 | CUSTOMS AREA (BAGGAGE RECLAIM) | LIVE AREA | Specialist Systems | PASSENGER MOVE/ SCANNER | 2 |  | CUSTOMS | NO REF |  |  |  | GOOD
T 1 MAIN BUILDING A/S | ZONE 214 | CUSTOMS AREA (BAGGAGE RECLAIM) | LIVE AREA | Specialist Systems
T 1 MAIN BUILDING A/S | ZONE 214 | CUSTOMS AREA (BAGGAGE RECLAIM) | LIVE AREA | IT | CCTV | 1 |  |  | NO REF | SONY |  |  | GOOD
T 1 MAIN BUILDING A/S | ZONE 214 | CUSTOMS AREA (BAGGAGE RECLAIM) | LIVE AREA | IT | DELL LCD MONITOR | 1 |  |  | CYC019394 | DELL |  | CN-OC729C-71623-99P-4686 | GOOD
T 1 MAIN BUILDING A/S | ZONE 214 | CUSTOMS AREA (BAGGAGE RECLAIM) | LIVE AREA | Electrical | EMGY SIGN | 1 |  |  | MB-GF-36-SC-38W |  |  |  | AVERAGE
T 1 MAIN BUILDING A/S | ZONE 214 | CUSTOMS AREA (BAGGAGE RECLAIM) | LIVE AREA | Electrical | EMGY SIGN | 1 |  |  | 11134-SGN-SGS-STY-10004 |  |  |  | AVERAGE
T 1 MAIN BUILDING A/S | ZONE 214 | CUSTOMS AREA (BAGGAGE RECLAIM) | LIVE AREA | Electrical | AUTO SLIDING DOORS | 1 |  |  | T1 -MB-AUTO DOOR 0-22 | KONE |  |  | AVERAGE
T 1 MAIN BUILDING A/S | ZONE 214 | CUSTOMS AREA (BAGGAGE RECLAIM) | LIVE AREA | Electrical | Static Signage | 1 |  | 6 METRE EXIT | NO REF |  |  |  | AVERAGE
T 1 MAIN BUILDING A/S | ZONE 214 | CUSTOMS AREA (BAGGAGE RECLAIM) | LIVE AREA | Electrical | AUTO SLIDING DOORS | 1 |  |  | T1 -MB-AUTO DOOR 0-21 | KONE |  |  | AVERAGE
T 1 MAIN BUILDING A/S | ZONE 214 | CUSTOMS AREA (BAGGAGE RECLAIM) | LIVE AREA | Electrical | EMGY SIGN | 1 |  |  | 11134-SGN-SGS-STY-10005 |  |  |  | GOOD
T 1 MAIN BUILDING A/S | ZONE 214 | CUSTOMS AREA (BAGGAGE RECLAIM) | LIVE AREA | IT | DELL MONITOR | 1 |  |  | CYC006041 | DELL |  |  | AVERAGE
T 1 MAIN BUILDING A/S | ZONE 214 | CUSTOMS AREA (BAGGAGE RECLAIM) | LIVE AREA | IT | SAMSUNG MONITOR | 1 |  |  | NO REF | SAMSUNG | SMT-172IP | E097-3VAQ400581V | AVERAGE
T 1 MAIN BUILDING A/S | ZONE 214 | CUSTOMS AREA (BAGGAGE RECLAIM) | LIVE AREA | Fire | FIRE DOOR | 1 |  |  | NO REF |  |  |  | AVERAGE
T 1 MAIN BUILDING A/S | ZONE 214 | CUSTOMS AREA (BAGGAGE RECLAIM) | LIVE AREA | Fire | FIRE DOOR | 1 |  |  | 11134-WLL-FDR-00010 |  |  |  | GOOD
T 1 MAIN BUILDING A/S | ZONE 214 | CUSTOMS AREA (BAGGAGE RECLAIM) | LIVE AREA | IT | DELL LCD MONITOR | 1 |  |  | NO REF | DELL | E1913SF | CN-OC5WJH-7872-2CB-AU9M | GOOD
T 1 MAIN BUILDING A/S | ZONE 214 | CUSTOMS AREA (BAGGAGE RECLAIM) | LIVE AREA | IT | DELL LDC MONITOR | 1 |  |  | NO REF | DELL | E1913SF |  | GOOD
T 1 MAIN BUILDING A/S | ZONE 214 | CUSTOMS AREA (BAGGAGE RECLAIM) | LIVE AREA | Specialist Systems | X-RAY MACHINE | 1 |  |  | LINESCAN 107 | LINESCAN | SYS107 | 129352-01 | AVERAGE
T 1 MAIN BUILDING A/S | ZONE 214 | CUSTOMS AREA (BAGGAGE RECLAIM) | LIVE AREA | Specialist Systems | PERSONAL BODY SCAN | 1 |  |  | NO REF | BRAUN AND CO | CONPASS |  | GOOD
T 1 MAIN BUILDING A/S | ZONE 214 | CUSTOMS AREA (BAGGAGE RECLAIM) | LIVE AREA | IT | EIZO LCD MONITOR | 1 |  |  | OFTD0640 | EIZO | RADIFORCE G21 | 3080635 | AVERAGE
T 1 MAIN BUILDING A/S | ZONE 214 | CUSTOMS AREA (BAGGAGE RECLAIM) | LIVE AREA | IT | CCTV | 4 |  |  | NO REF |  |  |  | POOR
T 1 MAIN BUILDING A/S | ZONE 214 | CUSTOMS AREA (BAGGAGE RECLAIM) | LIVE AREA | Electrical | NORMAL LIGHTING | 40 |  |  | NO REF |  |  |  | AVERAGE
T 1 MAIN BUILDING A/S | ZONE 214 | CUSTOMS AREA (BAGGAGE RECLAIM) | LIVE AREA | Electrical | ELT | 8 |  |  | NO REF |  |  |  | AVERAGE
T 1 MAIN BUILDING A/S | ZONE 214 | CUSTOMS AREA (BAGGAGE RECLAIM) | LIVE AREA | Fire | FIRE DOOR | 1 |  |  | 11134-WLL-FDR-00098 |  |  |  | GOOD
T 1 MAIN BUILDING A/S | ZONE 214 | CUSTOMS AREA (BAGGAGE RECLAIM) | LIVE AREA | IT | CCTV | 1 |  |  | CCTV-ICD-CAM00039 |  |  |  | AVERAGE
T 1 MAIN BUILDING A/S | ZONE 214 | CUSTOMS AREA (BAGGAGE RECLAIM) | LIVE AREA | Electrical | Static Signage | 1 |  | CUSTOMS ENQUIRES | NO REF |  |  |  | AVERAGE
T 1 MAIN BUILDING A/S | ZONE 214 | CUSTOMS AREA (BAGGAGE RECLAIM) | LIVE AREA | Electrical | Static Signage | 1 |  | BORDER FORCE | 11134-SGN-SGS-PW10098 |  |  |  | GOOD
T 1 MAIN BUILDING A/S | ZONE 214 | CUSTOMS AREA (BAGGAGE RECLAIM) | LIVE AREA | Electrical | Static Signage | 1 |  | INFOR | 11134-SGN-SGS-PW10094 |  |  |  | GOOD
T 1 MAIN BUILDING A/S | ZONE 214 | CUSTOMS AREA (BAGGAGE RECLAIM) | LIVE AREA | IT | FIDS | 1 |  |  | 11134-DNF-DSD 10017 |  |  |  | GOOD
T 1 MAIN BUILDING A/S | ZONE 214 | CUSTOMS AREA (BAGGAGE RECLAIM) | LIVE AREA | IT | FIDS | 1 |  |  | 11134-DNF-DSD 10018 |  |  |  | GOOD
T 1 MAIN BUILDING A/S | ZONE 214 | CUSTOMS AREA (BAGGAGE RECLAIM) | LIVE AREA | IT | FIDS | 1 |  |  | 11134-DNF-DSD 10019 |  |  |  | GOOD
T 1 MAIN BUILDING A/S | ZONE 214 | CUSTOMS AREA (BAGGAGE RECLAIM) | LIVE AREA | IT | FUJITSU MONITOR | 1 |  |  | PCX05AFO | FUJITSU | B19-6 |  | GOOD
T 1 MAIN BUILDING A/S | ZONE 214 | CUSTOMS AREA (BAGGAGE RECLAIM) | LIVE AREA | IT | FUJITSU HARD DRIVE | 1 |  |  | AT056308 | FUJITSU | USD D3064 | YLDH042672 | AVERAGE
T 1 MAIN BUILDING A/S | ZONE 214 | CUSTOMS AREA (BAGGAGE RECLAIM) | LIVE AREA | Electrical | CUSTOMS CHECK IN DESK | 1 |  |  | NO REF |  |  |  | POOR
T 1 MAIN BUILDING A/S | ZONE 214 | CUSTOMS AREA (BAGGAGE RECLAIM) | LIVE AREA | Fire | FIRE DOOR | 1 |  |  | NO REF |  |  |  | POOR
T 1 MAIN BUILDING A/S | ZONE 214 | CUSTOMS AREA (BAGGAGE RECLAIM) | LIVE AREA | Electrical | ELT | 1 |  |  | ELT-LNM00230 |  |  |  | AVERAGE
T 1 MAIN BUILDING A/S | ZONE 214 | CUSTOMS AREA (BAGGAGE RECLAIM) | LIVE AREA | Electrical | ELT | 1 |  |  | ELT-LNM00231 |  |  |  | AVERAGE
T 1 MAIN BUILDING A/S | ZONE 214 | CUSTOMS AREA (BAGGAGE RECLAIM) | LIVE AREA | Electrical | ELT | 1 |  |  | ELT-LNM00222 |  |  |  | AVERAGE
T 1 MAIN BUILDING A/S | ZONE 214 | CUSTOMS AREA (BAGGAGE RECLAIM) | LIVE AREA | Fire | FIRE DOOR | 4 |  |  | NO REF |  |  |  | GOOD
T 1 MAIN BUILDING A/S | ZONE 214 | CUSTOMS AREA (BAGGAGE RECLAIM) | LIVE AREA | Electrical | DB | 1 |  |  | T 1 - DB-0577 | MEM EXEL |  |  | AVERAGE
T 1 MAIN BUILDING A/S | ZONE 214 | CUSTOMS AREA (BAGGAGE RECLAIM) | LIVE AREA | Electrical | DB | 1 |  |  | T 1 - DB-0578 |  |  |  | AVERAGE
T 1 MAIN BUILDING A/S | ZONE 214 | CUSTOMS AREA (BAGGAGE RECLAIM) | LIVE AREA | Electrical | DB | 1 |  |  | T 1 - DB -0579 |  |  |  | AVERAGE
T 1 MAIN BUILDING A/S | ZONE 214 | CUSTOMS AREA (BAGGAGE RECLAIM) | LIVE AREA | Electrical | ISOLATOR SWITCH | 1 |  |  | NO REF | MEM EXEL 20A |  |  | AVERAGE
T 1 MAIN BUILDING A/S | ZONE 214 | CUSTOMS AREA (BAGGAGE RECLAIM) | LIVE AREA | Electrical | ELT PANEL MONITOR | 2 |  |  | NO REF |  |  |  | AVERAGE
T 1 MAIN BUILDING A/S | ZONE 214 | CUSTOMS AREA (BAGGAGE RECLAIM) | LIVE AREA | Electrical | ELEC/ PANEL | 2 |  |  | NO REF | DORMAN SMITH |  |  | AVERAGE
T 1 MAIN BUILDING A/S | ZONE 214 | CUSTOMS AREA (BAGGAGE RECLAIM) | LIVE AREA | IT | HAL COMMS | 1 |  |  | 147 / 6 |  |  |  | AVERAGE
T 1 MAIN BUILDING A/S | ZONE 214 | CUSTOMS AREA (BAGGAGE RECLAIM) | LIVE AREA | Specialist Systems | DRUGS ITEMISER | 1 |  |  | E01122 |  |  |  | AVERAGE
T 1 MAIN BUILDING A/S | ZONE 214 | CUSTOMS AREA (BAGGAGE RECLAIM) | LIVE AREA | HVAC | HVAC UNIT | 1 |  |  | T 1 - MB-CUS-SAC-INT-AC-098 | MITSUBISHI | MSZ-GA25VAH | 5027370 | AVERAGE
T 1 MAIN BUILDING A/S | ZONE 214 | CUSTOMS AREA (BAGGAGE RECLAIM) | LIVE AREA | HVAC | HVAC CONTROL | 1 |  |  | NO REF | MITSUBISHI | KM0580079281 |  | AVERAGE
T 1 MAIN BUILDING A/S | ZONE 214 | CUSTOMS AREA (BAGGAGE RECLAIM) | LIVE AREA | HVAC | HVAC GRIL | 1 |  |  | 11134-HVAC-GIL00017 |  |  |  | AVERAGE
T 1 MAIN BUILDING A/S | ZONE 214 | CUSTOMS AREA (BAGGAGE RECLAIM) | LIVE AREA | HVAC | HVAC GRIL | 1 |  |  | 11134-HVAC-GIL00018 |  |  |  | AVERAGE
T 1 MAIN BUILDING A/S | ZONE 214 | CUSTOMS AREA (BAGGAGE RECLAIM) | LIVE AREA | HVAC | HVAC GRIL | 1 |  |  | 11134-HVAC-GIL00013 |  |  |  | AVERAGE
T 1 MAIN BUILDING A/S | ZONE 214 | CUSTOMS AREA (BAGGAGE RECLAIM) | LIVE AREA | HVAC | HVAC GRIL | 1 |  |  | 11134-HVAC-GIL00016 |  |  |  | AVERAGE
T 1 MAIN BUILDING A/S | ZONE 214 | CUSTOMS AREA (BAGGAGE RECLAIM) | LIVE AREA | HVAC | HVAC GRIL | 1 |  |  | 11134-HVAC-GIL00012 |  |  |  | AVERAGE
T 1 MAIN BUILDING A/S | ZONE 214 | CUSTOMS AREA (BAGGAGE RECLAIM) | LIVE AREA | HVAC | HVAC GRIL | 1 |  |  | 11134-HVAC-GIL00014 |  |  |  | AVERAGE
T 1 MAIN BUILDING A/S | ZONE 214 | CUSTOMS AREA (BAGGAGE RECLAIM) | LIVE AREA | Electrical | ELEC/ SCALES | 1 |  |  | EV 2131 | AVERY BERKEL | HL120 |  | AVERAGE
T 1 MAIN BUILDING A/S | ZONE 214 | CUSTOMS AREA (BAGGAGE RECLAIM) | LIVE AREA | Electrical | DB | 1 |  |  | T 1 -DB-0580 |  |  |  | AVERAGE
T 1 MAIN BUILDING A/S | ZONE 223 | CORRIDOR FROM IDL - SECURITY EXIT PODS…… | LIVE AREA | IT | CCTV | 1 |  |  | NO REF | SONY |  |  | GOOD
T 1 MAIN BUILDING A/S | ZONE 223 | CORRIDOR FROM IDL - SECURITY EXIT PODS…… | LIVE AREA | Fire | FIRE DOOR | 1 |  |  | NO REF |  |  |  | AVERAGE
T 1 MAIN BUILDING A/S | ZONE 223 | CORRIDOR FROM IDL - SECURITY EXIT PODS…… | LIVE AREA | Fire | FIU | 1 |  |  | 3208-3/4/5/6 | GENT |  |  | AVERAGE
T 1 MAIN BUILDING A/S | ZONE 223 | CORRIDOR FROM IDL - SECURITY EXIT PODS…… | LIVE AREA | Electrical | DIU | 1 |  |  | 11134-ACC-CDV-DC10001 | CEM SYSTEMS |  |  | GOOD
T 1 MAIN BUILDING A/S | ZONE 223 | CORRIDOR FROM IDL - SECURITY EXIT PODS…… | LIVE AREA | Electrical | MAID NEW | 1 |  |  | 11134-ACC-CDV-RE10008 |  |  |  | GOOD
T 1 MAIN BUILDING A/S | ZONE 223 | CORRIDOR FROM IDL - SECURITY EXIT PODS…… | LIVE AREA | Fire | FIU | 1 |  |  | NO REF | GENT | 34415 |  | AVERAGE
T 1 MAIN BUILDING A/S | ZONE 223 | CORRIDOR FROM IDL - SECURITY EXIT PODS…… | LIVE AREA | Fire | FIRE DOOR | 1 |  |  | 11134-WLL-ATD 10006 |  |  |  | AVERAGE
T 1 MAIN BUILDING A/S | ZONE 223 | CORRIDOR FROM IDL - SECURITY EXIT PODS…… | LIVE AREA | Fire | FIRE DOOR | 1 |  |  | 11134-WLL-ATD 10005 |  |  |  | AVERAGE
T 1 MAIN BUILDING A/S | ZONE 223 | CORRIDOR FROM IDL - SECURITY EXIT PODS…… | LIVE AREA | Electrical | EMRGY SIGN | 1 |  |  | NO REF |  |  |  | GOOD
T 1 MAIN BUILDING A/S | ZONE 223 | CORRIDOR FROM IDL - SECURITY EXIT PODS…… | LIVE AREA | Fire | BEACON & SOUNDER | 3 |  |  | NO REF |  |  |  | AVERAGE
T 1 MAIN BUILDING A/S | ZONE 223 | CORRIDOR FROM IDL - SECURITY EXIT PODS…… | LIVE AREA | Fire | FIRE DOOR | 1 |  | BORDER AGENCY | 1014 |  |  |  | AVERAGE
T 1 MAIN BUILDING A/S | ZONE 223 | CORRIDOR FROM IDL - SECURITY EXIT PODS…… | LIVE AREA | Fire | FIRE DOOR | 1 |  | BORDER AGENCY | 1015 |  |  |  | AVERAGE
T 1 MAIN BUILDING A/S | ZONE 223 | CORRIDOR FROM IDL - SECURITY EXIT PODS…… | LIVE AREA | Electrical | MAID NEW | 1 |  |  | MAID-S1-117B0-RDR |  |  |  | GOOD
T 1 MAIN BUILDING A/S | ZONE 223 | CORRIDOR FROM IDL - SECURITY EXIT PODS…… | LIVE AREA | Electrical | MAID NEW | 1 |  |  | MAID-S1-117C0-RDR |  |  |  | GOOD
T 1 MAIN BUILDING A/S | ZONE 223 | CORRIDOR FROM IDL - SECURITY EXIT PODS…… | LIVE AREA | Electrical | EMRGY SIGN | 1 |  |  | NO REF |  |  |  | AVERAGE
T 1 MAIN BUILDING A/S | ZONE 223 | CORRIDOR FROM IDL - SECURITY EXIT PODS…… | LIVE AREA | Fire | FIRE DOOR | 2 |  |  | NO REF |  |  |  | POOR
T 1 MAIN BUILDING A/S | ZONE 223 | CORRIDOR FROM IDL - SECURITY EXIT PODS…… | LIVE AREA | Electrical | NORMAL LIGHTING | 36 |  |  | NO REF |  |  |  | AVERAGE
T 1 MAIN BUILDING A/S | ZONE 223 | CORRIDOR FROM IDL - SECURITY EXIT PODS…… | LIVE AREA | Electrical | ELT | 7 |  |  | NO REF |  |  |  | AVERAGE
T 1 MAIN BUILDING A/S | ZONE 223 | CORRIDOR FROM IDL - SECURITY EXIT PODS…… | LIVE AREA | IT | CCTV | 1 |  |  | NO REF | BOSH |  |  | GOOD
T 1 MAIN BUILDING A/S | ZONE 223 | CORRIDOR FROM IDL - SECURITY EXIT PODS…… | LIVE AREA | IT | CCTV | 1 |  |  | CCTV-ICD-10020 | SONY |  |  | GOOD
T 1 MAIN BUILDING A/S | ZONE 223 | CORRIDOR FROM IDL - SECURITY EXIT PODS…… | LIVE AREA | Electrical | EMRGY SIGN | 1 |  |  | MB-1F-SC-38W |  |  |  | AVERAGE
T 1 MAIN BUILDING A/S | ZONE 223 | CORRIDOR FROM IDL - SECURITY EXIT PODS…… | LIVE AREA | Fire | FIRE DOOR | 1 |  |  | 10410104 |  |  |  | AVERAGE
T 1 MAIN BUILDING A/S | ZONE 223 | CORRIDOR FROM IDL - SECURITY EXIT PODS…… | LIVE AREA | Specialist Systems | PASSENGER METAL DECTOR | 1 |  |  | NO REF | SMITHS HEIMAN | 02PN20 |  | GOOD
T 1 MAIN BUILDING A/S | ZONE 223 | CORRIDOR FROM IDL - SECURITY EXIT PODS…… | LIVE AREA | Specialist Systems | X-RAY MACHINE | 1 |  |  | NO REF | SMITHS HEIMAN | HS 6046SI | 113372 | GOOD
T 1 MAIN BUILDING A/S | ZONE 223 | CORRIDOR FROM IDL - SECURITY EXIT PODS…… | LIVE AREA | Electrical | PANIC ALARM PANEL | 1 |  |  | NO REF | ATKINS |  |  | POOR
T 1 MAIN BUILDING A/S | ZONE 223 | CORRIDOR FROM IDL - SECURITY EXIT PODS…… | LIVE AREA | Electrical | CHECK IN DESK | 1 |  |  | NO REF |  |  |  | POOR
T 1 MAIN BUILDING A/S | ZONE 223 | CORRIDOR FROM IDL - SECURITY EXIT PODS…… | LIVE AREA | IT | SAMSUNG MONITOR | 1 |  |  | NO REF | SAMSUNG | SYNC MASTER 795DF |  | AVERAGE
T 1 MAIN BUILDING A/S | ZONE 223 | CORRIDOR FROM IDL - SECURITY EXIT PODS…… | LIVE AREA | IT | CCTV | 1 |  |  | CCTV-ICD-10236 | SONY |  |  | GOOD
T 1 MAIN BUILDING A/S | ZONE 223 | CORRIDOR FROM IDL - SECURITY EXIT PODS…… | LIVE AREA | Fire | FIRE DOOR | 2 |  |  | NO REF |  |  |  | POOR
T 1 MAIN BUILDING A/S | ZONE 223 | CORRIDOR FROM IDL - SECURITY EXIT PODS…… | LIVE AREA | Electrical | MAID NEW | 3 |  |  | NO REF |  |  |  | GOOD
T 1 MAIN BUILDING A/S | ZONE 223 | CORRIDOR FROM IDL - SECURITY EXIT PODS…… | LIVE AREA | Specialist Systems | STAFF EXIT POD | 1 |  |  | 10410103 |  |  |  | GOOD
T 1 MAIN BUILDING A/S | ZONE 223 | CORRIDOR FROM IDL - SECURITY EXIT PODS…… | LIVE AREA | Specialist Systems | STAFF EXIT POD | 1 |  |  | 10410102 |  |  |  | GOOD
T 1 MAIN BUILDING A/S | ZONE 223 | CORRIDOR FROM IDL - SECURITY EXIT PODS…… | LIVE AREA | LEPC | T 1 PAX LIFT 6 | 1 |  |  | HAL 6100517 |  |  |  | AVERAGE
T 1 MAIN BUILDING A/S | ZONE 223 | CORRIDOR FROM IDL - SECURITY EXIT PODS…… | LIVE AREA | Electrical | DIU | 1 |  |  | 11134-ACC-CDV-DC0003 | CEM SYSTEMS |  |  | GOOD
T 1 MAIN BUILDING A/S | ZONE 223 | CORRIDOR FROM IDL - SECURITY EXIT PODS…… | LIVE AREA | Fire | FIU | 1 |  |  | NO REF | GENT | 344415 |  | AVERAGE
T 1 MAIN BUILDING A/S | ZONE 223 | CORRIDOR FROM IDL - SECURITY EXIT PODS…… | LIVE AREA | Electrical | MAID NEW | 1 |  |  | 11134-AC-CDV-RE00003 |  |  |  | GOOD
T 1 MAIN BUILDING A/S | ZONE 223 | CORRIDOR FROM IDL - SECURITY EXIT PODS…… | LIVE AREA | IT | CCTV | 1 |  |  | NO REF | SURECAM |  |  | AVERAGE
T 1 MAIN BUILDING L/S | ZONE 216 | LANDSIDE ARRIVALS TOILETS | LIVE AREA | Electrical | HAND DRYER | 14 |  |  | NO REF |  |  |  | AVERTAGE
T 1 MAIN BUILDING L/S | ZONE 216 | LANDSIDE ARRIVALS TOILETS | LIVE AREA |  | SOAP DISPENSOR | 17 |  |  | NO REF |  |  |  | GOOD
T 1 MAIN BUILDING L/S | ZONE 216 | LANDSIDE ARRIVALS TOILETS | LIVE AREA | Mechanical | SINKS | 17 |  |  | NO REF |  |  |  | GOOD
T 1 MAIN BUILDING L/S | ZONE 216 | LANDSIDE ARRIVALS TOILETS | LIVE AREA | Mechanical | URINALS | 5 |  |  | NO REF |  |  |  | AVERAGE
T 1 MAIN BUILDING L/S | ZONE 216 | LANDSIDE ARRIVALS TOILETS | LIVE AREA | Mechanical | TOILETS | 23 |  |  | NO REF |  |  |  | AVERAGE
T 1 MAIN BUILDING L/S | ZONE 216 | LANDSIDE ARRIVALS TOILETS | LIVE AREA | Electrical | ELT | 1 |  |  | 11134-ELTLNM-10013 |  |  |  | AVERAGE
T 1 MAIN BUILDING L/S | ZONE 216 | LANDSIDE ARRIVALS TOILETS | LIVE AREA | Electrical | NORMAL LIGHTING | 74 |  |  | NO REF |  |  |  | AVERAGE
T 1 MAIN BUILDING L/S | ZONE 216 | LANDSIDE ARRIVALS TOILETS | LIVE AREA | Electrical | ELT | 1 |  |  | 11134-ELT-LNM-10017 |  |  |  | AVERAGE
T 1 MAIN BUILDING L/S | ZONE 216 | LANDSIDE ARRIVALS TOILETS | LIVE AREA | Electrical | Static Signage | 1 |  | TOILETS/ BABY CARE | NO REF |  |  |  | AVERAGE
T 1 MAIN BUILDING L/S | ZONE 216 | LANDSIDE ARRIVALS TOILETS | LIVE AREA | Electrical | Static Signage | 1 |  | BABY CARE | NO REF |  |  |  | AVERAGE
T 1 MAIN BUILDING L/S | ZONE 216 | LANDSIDE ARRIVALS TOILETS | LIVE AREA |  | MIRROR | 18 |  |  | NO REF |  |  |  | AVERAGE
T 1 MAIN BUILDING L/S | ZONE 216 | LANDSIDE ARRIVALS TOILETS | LIVE AREA | Fire | SOUNDERS & BEACONS | 6 |  |  | NO REF |  |  |  | AVERAGE
T 1 MAIN BUILDING L/S | ZONE 216 | LANDSIDE ARRIVALS TOILETS | LIVE AREA | Fire | FIRE DOOR | 3 |  |  | NO REF |  |  |  | AVERAGE
T 1 MAIN BUILDING L/S | ZONE 216 | LANDSIDE ARRIVALS TOILETS | LIVE AREA | Electrical | PANIC ALARM | 1 |  |  | NO REF |  |  |  | AVERAGE
T 1 MAIN BUILDING L/S | ZONE 216 | LANDSIDE ARRIVALS TOILETS | LIVE AREA | Electrical | HAND DRYER | 1 |  |  | NO REF | XLERATOR |  |  | GOOD
T 1 MAIN BUILDING L/S | ZONE 216 | LANDSIDE ARRIVALS TOILETS | LIVE AREA | Electrical | OVERFLOW ALARM | 2 |  |  | NO REF |  | D10-OFD |  | AVERAGE
T 1 MAIN BUILDING L/S | ZONE 216 | LANDSIDE ARRIVALS TOILETS | LIVE AREA | Electrical | ELT | 1 |  |  | 11134-ELT-LNM-10012 |  |  |  | AVERAGE
T 1 MAIN BUILDING L/S | ZONE 216 | LANDSIDE ARRIVALS TOILETS | LIVE AREA | Electrical | ELT | 1 |  |  | 11134-ELT-LNM-10011 |  |  |  | AVERAGE
T 1 MAIN BUILDING L/S | ZONE 216 | LANDSIDE ARRIVALS TOILETS | LIVE AREA | Electrical | ELT | 1 |  |  | 11134-ELT-LNM-10009 |  |  |  | AVERAGE
T 1 MAIN BUILDING L/S | ZONE 216 | LANDSIDE ARRIVALS TOILETS | LIVE AREA | Electrical | ELT | 1 |  |  | 11134-ELT-LNM-10007 |  |  |  | AVERAGE
T 1 MAIN BUILDING L/S | ZONE 216 | LANDSIDE ARRIVALS TOILETS | LIVE AREA | Electrical | ELT | 1 |  |  | 11134-ELT-LNM-10010 |  |  |  | AVERAGE
T 1 MAIN BUILDING L/S | ZONE 216 | LANDSIDE ARRIVALS TOILETS | LIVE AREA | HVAC | HVAC GRIL | 39 |  |  | NO REF |  |  |  | AVERAGE
T 1 MAIN BUILDING L/S | ZONE 216 | LANDSIDE ARRIVALS TOILETS | LIVE AREA | Electrical | NORM/ LIGHTING CONTROL | 1 |  |  | 11134-NTL-CDV-10001 |  |  |  | GOOD
T 1 MAIN BUILDING L/S | ZONE 216 | LANDSIDE ARRIVALS TOILETS | LIVE AREA | Electrical | NORM/ LIGHTING CONTROL | 1 |  |  | 11134-NTL-CDV-10002 |  |  |  | GOOD
T 1 MAIN BUILDING L/S | ZONE 216 | LANDSIDE ARRIVALS TOILETS | LIVE AREA | Electrical | Static Signage | 1 |  | DISABLED | NO REF |  |  |  | AVERAGE
T 1 MAIN BUILDING L/S | ZONE 216 | LANDSIDE ARRIVALS TOILETS | LIVE AREA | Electrical | Static Signage | 1 |  | GENTS | NO REF |  |  |  | AVERAGE
T 1 MAIN BUILDING L/S | ZONE 216 | LANDSIDE ARRIVALS TOILETS | LIVE AREA | Electrical | Static Signage | 1 |  | LADIES | NO REF |  |  |  | AVERAGE
T 1 MAIN BUILDING L/S | ZONE 216 | LANDSIDE ARRIVALS TOILETS | LIVE AREA | Electrical | ELT | 1 |  |  | NO REF |  |  |  | AVERAGE
T 1 MAIN BUILDING L/S | ZONE 216 | LANDSIDE ARRIVALS TOILETS | LIVE AREA | Electrical | ELT | 1 |  |  | 11134-ELT-LNM-10018 |  |  |  | AVERAGE
T 1 MAIN BUILDING L/S | ZONE 216 | LANDSIDE ARRIVALS TOILETS | LIVE AREA | Electrical | ELT | 1 |  |  | 11134-ELT-LNM-10001 |  |  |  | AVERAGE
T 1 MAIN BUILDING L/S | ZONE 216 | LANDSIDE ARRIVALS TOILETS | LIVE AREA | Electrical | ELT | 1 |  |  | 11134-ELT-LNM-10002 |  |  |  | AVERAGE
T 1 MAIN BUILDING L/S | ZONE 216 | LANDSIDE ARRIVALS TOILETS | LIVE AREA | Electrical | ELT | 1 |  |  | 11134ELT-LNM-10003 |  |  |  | AVERAGE
T 1 MAIN BUILDING L/S | ZONE 216 | LANDSIDE ARRIVALS TOILETS | LIVE AREA | Electrical | ELT | 1 |  |  | 11134-ELT-LNM-10004 |  |  |  | AVERAGE
T 1 MAIN BUILDING L/S | ZONE 216 | LANDSIDE ARRIVALS TOILETS | LIVE AREA | Electrical | ELT | 1 |  |  | 11134-ELT-LNM-10005 |  |  |  | AVERAGE
T 1 MAIN BUILDING L/S | ZONE 216 | LANDSIDE ARRIVALS TOILETS | LIVE AREA | Electrical | NORM/ LIGHTING CONTROL | 1 |  |  | 11134-NTL-CDV-10004 |  |  |  | AVERAGE
T 1 MAIN BUILDING L/S | ZONE 216 | LANDSIDE ARRIVALS TOILETS | LIVE AREA | Electrical | NORMAL LIGHTING | 1 |  |  | 11134-NTL-CDV-10005 |  |  |  | AVERAGE
T 1 MAIN BUILDING L/S | ZONE 215 | LANDSIDE ARRIVALS | LIVE AREA | LEPC | T1 HEX PAX LIFT 55 | 1 |  |  | HAL 88070349 |  |  |  | AVERAGE
T 1 MAIN BUILDING L/S | ZONE 215 | LANDSIDE ARRIVALS | LIVE AREA | LEPC | T1 HEX PAX LIFT 56 | 1 |  |  | HAL 88070350 |  |  |  | AVERAGE
T 1 MAIN BUILDING L/S | ZONE 215 | LANDSIDE ARRIVALS | LIVE AREA | LEPC | T1 HEX PAX LIFT 57 | 1 |  |  | HAL 88070351 |  |  |  | AVERAGE
T 1 MAIN BUILDING L/S | ZONE 215 | LANDSIDE ARRIVALS | LIVE AREA | LEPC | T1 HEX PAX LIFT 58 | 1 |  |  | HAL 88070352 |  |  |  | AVERAGE
T 1 MAIN BUILDING L/S | ZONE 215 | LANDSIDE ARRIVALS | LIVE AREA | LEPC | T1 HEX PAX LIFT 59 | 1 |  |  | HAL 6105264 |  |  |  | AVERAGE
T 1 MAIN BUILDING L/S | ZONE 215 | LANDSIDE ARRIVALS | LIVE AREA | Fire | FIRE DOOR | 1 |  |  | NO REF |  |  |  | POOR
T 1 MAIN BUILDING L/S | ZONE 215 | LANDSIDE ARRIVALS | LIVE AREA | Electrical | Static Signage | 4 |  | PASSENGER LIFT SIGNS | NO REF |  |  |  | AVERAGE
T 1 MAIN BUILDING L/S | ZONE 215 | LANDSIDE ARRIVALS | LIVE AREA | IT | CCTV | 1 |  |  | CCTV-ICD-10814 | SONY |  |  | GOOD
T 1 MAIN BUILDING L/S | ZONE 215 | LANDSIDE ARRIVALS | LIVE AREA | IT | CCTV | 1 |  |  | CCTV-ICD-10805 | SONY |  |  | GOOD
T 1 MAIN BUILDING L/S | ZONE 215 | LANDSIDE ARRIVALS | LIVE AREA | IT | CCTV | 1 |  |  | CCTV-ICD-10804 | SONY |  |  | GOOD
T 1 MAIN BUILDING L/S | ZONE 215 | LANDSIDE ARRIVALS | LIVE AREA | IT | CCTV | 1 |  |  | CCTV-ICD-10803 | SONY |  |  | GOOD
T 1 MAIN BUILDING L/S | ZONE 215 | LANDSIDE ARRIVALS | LIVE AREA | IT | CCTV | 1 |  |  | CCTV-ICD-10804 | SONY |  |  | GOOD
T 1 MAIN BUILDING L/S | ZONE 215 | LANDSIDE ARRIVALS | LIVE AREA | IT | CCTV | 1 |  |  | NO REF |  |  |  | POOR
T 1 MAIN BUILDING L/S | ZONE 215 | LANDSIDE ARRIVALS | LIVE AREA | IT | CCTV | 1 |  |  | CCTV-ICD-10806 | SONY |  |  | GOOD
T 1 MAIN BUILDING L/S | ZONE 215 | LANDSIDE ARRIVALS | LIVE AREA | IT | CCTV | 1 |  |  | CCTV-ICD-10807 | SONY |  |  | GOOD
T 1 MAIN BUILDING L/S | ZONE 215 | LANDSIDE ARRIVALS | LIVE AREA | IT | CCTV | 1 |  |  | 14480 | CLENNARD | 508 | 202815 | AVERAGE
T 1 MAIN BUILDING L/S | ZONE 215 | LANDSIDE ARRIVALS | LIVE AREA | IT | CCTV | 1 |  |  | 14479 | CLENNARD | 508 | 791201 644 | AVERAGE
T 1 MAIN BUILDING L/S | ZONE 215 | LANDSIDE ARRIVALS | LIVE AREA | IT | CCTV | 1 |  |  | NO REF | CLENNARD |  |  | AVERAGE
T 1 MAIN BUILDING L/S | ZONE 215 | LANDSIDE ARRIVALS | LIVE AREA | HVAC | HVAC UNIT | 1 |  |  | NO REF | DAKIIN |  |  | AVERAGE
T 1 MAIN BUILDING L/S | ZONE 215 | LANDSIDE ARRIVALS | LIVE AREA | IT | FIDS | 2 |  | TAKE ONE MEDIA | NO REF |  |  |  | GOOD
T 1 MAIN BUILDING L/S | ZONE 215 | LANDSIDE ARRIVALS | LIVE AREA | Electrical | EMRGY SIGN | 5 |  |  | NO REF |  |  |  | AVERAGE
T 1 MAIN BUILDING L/S | ZONE 215 | LANDSIDE ARRIVALS | LIVE AREA | Fire | FIU | 2 |  |  | NO REF | GENT | 34415 |  | AVERAGE
T 1 MAIN BUILDING L/S | ZONE 215 | LANDSIDE ARRIVALS | LIVE AREA | IT | WLAN | 1 |  |  | LHR1216T1-A3-AP00219 |  |  |  | GOOD
T 1 MAIN BUILDING L/S | ZONE 215 | LANDSIDE ARRIVALS | LIVE AREA | Electrical | EMRGY SIGN | 1 |  |  | 11134-SGN-SGS-STY-10006 |  |  |  | GOOD
T 1 MAIN BUILDING L/S | ZONE 215 | LANDSIDE ARRIVALS | LIVE AREA | Electrical | Static Signage | 1 |  | EXIT | 11134-SGN-SGS-PW100044 |  |  |  | GOOD
T 1 MAIN BUILDING L/S | ZONE 215 | LANDSIDE ARRIVALS | LIVE AREA | Fire | FIRE DOOR AUTO | 1 |  |  | T1 MTB AUTODOOR 0-07 |  |  |  | AVERAGE
T 1 MAIN BUILDING L/S | ZONE 215 | LANDSIDE ARRIVALS | LIVE AREA | Fire | FIRE DOOR AUTO | 1 |  |  | T1 MTB AUTODOOR 0-06 |  |  |  | AVERAGE
T 1 MAIN BUILDING L/S | ZONE 215 | LANDSIDE ARRIVALS | LIVE AREA | Fire | FIU | 1 |  |  | 205--3005 | GENT | 34415 |  | AVERAGE
T 1 MAIN BUILDING L/S | ZONE 215 | LANDSIDE ARRIVALS | LIVE AREA | Fire | FIU | 1 |  |  | 205-3004 | GENT | 34415 |  | AVERAGE
T 1 MAIN BUILDING L/S | ZONE 215 | LANDSIDE ARRIVALS | LIVE AREA | IT | CCTV | 1 |  |  | CCTV-ICD-10040 | SONY |  |  | GOOD
T 1 MAIN BUILDING L/S | ZONE 215 | LANDSIDE ARRIVALS | LIVE AREA | IT | CCTV | 2 |  |  | NO REF |  |  |  | AVERAGE
T 1 MAIN BUILDING L/S | ZONE 215 | LANDSIDE ARRIVALS | LIVE AREA | Electrical | Static Signage | 2 |  | NO ENTRY | NO REF |  |  |  | AVERAGE
T 1 MAIN BUILDING L/S | ZONE 215 | LANDSIDE ARRIVALS | LIVE AREA | IT | FIDS | 11 |  | HEATHROW EXPRESS | NO REF |  |  |  | AVERAGE
T 1 MAIN BUILDING L/S | ZONE 215 | LANDSIDE ARRIVALS | LIVE AREA | Electrical | ELT | 1 |  |  | 11134-ELT-LNM00359 |  |  |  | AVERAGE
T 1 MAIN BUILDING L/S | ZONE 215 | LANDSIDE ARRIVALS | LIVE AREA | Electrical | ELT | 1 |  |  | 11134-ELT-LNM00360 |  |  |  | AVERAGE
T 1 MAIN BUILDING L/S | ZONE 215 | LANDSIDE ARRIVALS | LIVE AREA | Fire | FIRE DOOR | 9 |  |  | NO REF |  |  |  | AVERAGE
T 1 MAIN BUILDING L/S | ZONE 215 | LANDSIDE ARRIVALS | LIVE AREA | Electrical | ELT | 1 |  |  | 11134-ELT-LNM00361 |  |  |  | AVERAGE
T 1 MAIN BUILDING L/S | ZONE 215 | LANDSIDE ARRIVALS | LIVE AREA | Electrical | ELT | 1 |  |  | 1134-ELT-LNM00362 |  |  |  | AVERAGE
T 1 MAIN BUILDING L/S | ZONE 215 | LANDSIDE ARRIVALS | LIVE AREA | Electrical | ELT | 1 |  |  | BO4-1H-23-2B |  |  |  | AVERAGE
T 1 MAIN BUILDING L/S | ZONE 215 | LANDSIDE ARRIVALS | LIVE AREA | Electrical | Static Signage | 1 |  | TELEPHONES | NO REF |  |  |  | AVERAGE
T 1 MAIN BUILDING L/S | ZONE 215 | LANDSIDE ARRIVALS | LIVE AREA | Fire | FIRE DOOR | 1 |  |  | NO 75 |  |  |  | GOOD
T 1 MAIN BUILDING L/S | ZONE 215 | LANDSIDE ARRIVALS | LIVE AREA | LEPC | T1 PAX LIFT 17 | 1 |  |  | HAL 6100525 |  |  |  | POOR
T 1 MAIN BUILDING L/S | ZONE 215 | LANDSIDE ARRIVALS | LIVE AREA | LEPC | T1 PAX LIFT 03 | 1 |  |  | HAL 61005514 |  |  |  | POOR
T 1 MAIN BUILDING L/S | ZONE 215 | LANDSIDE ARRIVALS | LIVE AREA | Fire | FIRE DOOR | 1 |  |  | 11134-WLL-FDR10067 |  |  |  | POOR
T 1 MAIN BUILDING L/S | ZONE 215 | LANDSIDE ARRIVALS | LIVE AREA | IT | CCTV | 6 |  |  | NO REF |  |  |  | AVERAGE
T 1 MAIN BUILDING L/S | ZONE 215 | LANDSIDE ARRIVALS | LIVE AREA | IT | CCTV | 1 |  |  | CCTV-ICD-10800 | SONY |  |  | GOOD
T 1 MAIN BUILDING L/S | ZONE 215 | LANDSIDE ARRIVALS | LIVE AREA | IT | CCTV | 1 |  |  | CCTV-ICD-10810 | SONY |  |  | GOOD
T 1 MAIN BUILDING L/S | ZONE 215 | LANDSIDE ARRIVALS | LIVE AREA | IT | CCTV | 1 |  |  | CCTV-ICD-10809 | SONY |  |  | GOOD
T 1 MAIN BUILDING L/S | ZONE 215 | LANDSIDE ARRIVALS | LIVE AREA | IT | CCTV | 1 |  |  | CCTV-ICD-10808 | SONY |  |  | GOOD
T 1 MAIN BUILDING L/S | ZONE 215 | LANDSIDE ARRIVALS | LIVE AREA | LEPC | T 1 ESC 07 | 1 |  |  | HAL 6100496 |  |  |  | AVERAGE
T 1 MAIN BUILDING L/S | ZONE 215 | LANDSIDE ARRIVALS | LIVE AREA | LEPC | T 1 ESC 08 | 1 |  |  | HAL 6116981 |  |  |  | AVERAGE
T 1 MAIN BUILDING L/S | ZONE 215 | LANDSIDE ARRIVALS | LIVE AREA | Fire | FIU | 1 |  |  | 205-1084 | GENT | 34450 |  | AVERAGE
T 1 MAIN BUILDING L/S | ZONE 215 | LANDSIDE ARRIVALS | LIVE AREA | Electrical | Static Signage | 1 |  | DEPARTURES/ UK & IRE ARRV | NO REF |  |  |  | AVERAGE
T 1 MAIN BUILDING L/S | ZONE 215 | LANDSIDE ARRIVALS | LIVE AREA | Electrical | Static Signage | 1 |  | LEFT BAGG/ INT-ARRIVALS | NO REF |  |  |  | GOOD
T 1 MAIN BUILDING L/S | ZONE 215 | LANDSIDE ARRIVALS | LIVE AREA | IT | FIDS | 1 |  |  | HAL 89088396 |  |  |  | GOOD
T 1 MAIN BUILDING L/S | ZONE 215 | LANDSIDE ARRIVALS | LIVE AREA | IT | FIDS | 1 |  |  | HAL 89088401 |  |  |  | GOOD
T 1 MAIN BUILDING L/S | ZONE 215 | LANDSIDE ARRIVALS | LIVE AREA | IT | FIDS | 1 |  |  | HAL 89088397 |  |  |  | GOOD
T 1 MAIN BUILDING L/S | ZONE 215 | LANDSIDE ARRIVALS | LIVE AREA | IT | FIDS | 1 |  |  | HAL 89088402 |  |  |  | GOOD
T 1 MAIN BUILDING L/S | ZONE 215 | LANDSIDE ARRIVALS | LIVE AREA | IT | FIDS | 1 |  |  | HAL 89088398 |  |  |  | GOOD
T 1 MAIN BUILDING L/S | ZONE 215 | LANDSIDE ARRIVALS | LIVE AREA | IT | FDS | 1 |  |  | HAL 89088403 |  |  |  | GOOD
T 1 MAIN BUILDING L/S | ZONE 215 | LANDSIDE ARRIVALS | LIVE AREA | Electrical | Static Signage | 1 |  | SHORT STAY CAR PARK | NO REF |  |  |  | AVERAGE
T 1 MAIN BUILDING L/S | ZONE 215 | LANDSIDE ARRIVALS | LIVE AREA | Electrical | Static Signage | 1 |  | BUS STOPS 1-5/SHORT STAY/CAR PARK PAYMENT | NO REF |  |  |  | AVERAGE
T 1 MAIN BUILDING L/S | ZONE 215 | LANDSIDE ARRIVALS | LIVE AREA | Electrical | Static Signage | 1 |  | INTERNATIONAL ARRIVALS | NO REF |  |  |  | AVERAGE
T 1 MAIN BUILDING L/S | ZONE 215 | LANDSIDE ARRIVALS | LIVE AREA | Electrical | Static Signage | 1 |  | MEETING POINT | NO REF |  |  |  | AVERAGE
T 1 MAIN BUILDING L/S | ZONE 215 | LANDSIDE ARRIVALS | LIVE AREA | Electrical | Static Signage | 1 |  | TERMINAL 2&3 CENTRAL BUS STAITION/ UNDERGROUND | NO REF |  |  |  | AVERAGE
T 1 MAIN BUILDING L/S | ZONE 215 | LANDSIDE ARRIVALS | LIVE AREA | Electrical | Static Signage | 1 |  | DEPT. / HEATHROW EXPRESS./ TERMINAL 4&5 VIA SHORT STAY CAR PARK | NO REF |  |  |  | AVERAGE
T 1 MAIN BUILDING L/S | ZONE 215 | LANDSIDE ARRIVALS | LIVE AREA | Electrical | Static Signage | 1 |  | TERMINALS 2 & 3 CENTRAL BUS STATION / UNDERGROUND | NO REF |  |  |  | AVERAGE
T 1 MAIN BUILDING L/S | ZONE 215 | LANDSIDE ARRIVALS | LIVE AREA | Electrical | UK & IRELAND ARRIVALS / LEFT BAGGAGE / TOILETS | 1 |  | UK & IRELAND / ARRIVIALS / LEFT BAGGAGE/ TOILETS | NO REF |  |  |  | AVERAGE
T 1 MAIN BUILDING L/S | ZONE 215 | LANDSIDE ARRIVALS | LIVE AREA | LEPC | T 1 ESC 31 | 1 |  |  | HAL 6116989 |  |  |  | AVERAGE
T 1 MAIN BUILDING L/S | ZONE 215 | LANDSIDE ARRIVALS | LIVE AREA | Electrical | EMRGY SIGN | 1 |  |  | 11134-SGN-SGS-STY-10002 |  |  |  | AVERAGE
T 1 MAIN BUILDING L/S | ZONE 215 | LANDSIDE ARRIVALS | LIVE AREA | HVAC | HVAC UNIT | 1 |  |  | NO REF | THEROSCREENS |  |  | AVERAGE
T 1 MAIN BUILDING L/S | ZONE 215 | LANDSIDE ARRIVALS | LIVE AREA | Fire | FIRE DOOR | 1 |  |  | NO REF |  |  |  | POOR
T 1 MAIN BUILDING L/S | ZONE 215 | LANDSIDE ARRIVALS | LIVE AREA | Electrical | NORMAL LIGHTING | 538 |  |  | NO REF |  |  |  | AVERAGE
T 1 MAIN BUILDING L/S | ZONE 215 | LANDSIDE ARRIVALS | LIVE AREA | Electrical | ELT | 1 |  |  | NO REF |  |  |  | AVERAGE
T 1 MAIN BUILDING L/S | ZONE 215 | LANDSIDE ARRIVALS | LIVE AREA | IT | FIDS | 1 |  |  | HAL 89088405 |  |  |  | GOOD
T 1 MAIN BUILDING L/S | ZONE 215 | LANDSIDE ARRIVALS | LIVE AREA | IT | FIDS | 1 |  |  | HAL 89088404 |  |  |  | GOOD
T 1 MAIN BUILDING L/S | ZONE 215 | LANDSIDE ARRIVALS | LIVE AREA | Fire | FIU | 1 |  |  | NO REF | GENT |  |  | AVERAGE
T 1 MAIN BUILDING L/S | ZONE 215 | LANDSIDE ARRIVALS | LIVE AREA | IT | WLAN | 1 |  |  | LHR1069T1-A1-AP00155 |  |  |  | GOOD
T 1 MAIN BUILDING L/S | ZONE 215 | LANDSIDE ARRIVALS | LIVE AREA | IT | FIDS | 1 |  | WELCOME /BEEFEATER/ TOWER OF LONDON | NO REF |  |  |  | AVERAGE
T 1 MAIN BUILDING L/S | ZONE 215 | LANDSIDE ARRIVALS | LIVE AREA | IT | CCTV | 1 |  |  | CCTV-ICD-10813 | SONY |  |  | GOOD
T 1 MAIN BUILDING L/S | ZONE 215 | LANDSIDE ARRIVALS | LIVE AREA | Fire | FIRE DOOR | 1 |  |  | RU1ML0002 |  |  |  | POOR
T 1 MAIN BUILDING L/S | ZONE 215 | LANDSIDE ARRIVALS | LIVE AREA | IT | CCTV | 1 |  |  | NO REF | PANASONIC | SD5 |  | AVERAGE
T 1 MAIN BUILDING L/S | ZONE 215 | LANDSIDE ARRIVALS | LIVE AREA | Electrical | SMOKE ELEC/PANEL | 1 |  |  | 11134-SVEN-PAN10001 |  |  |  | AVERAGE
T 1 MAIN BUILDING L/S | ZONE 215 | LANDSIDE ARRIVALS | LIVE AREA | Fire | FIRE DOOR | 1 |  |  | 52N |  |  |  | POOR
T 1 MAIN BUILDING L/S | ZONE 215 | LANDSIDE ARRIVALS | LIVE AREA | HVAC | HVAC UNIT | 1 |  |  | NO REF | DIFFUSION |  |  | POOR
T 1 MAIN BUILDING L/S | ZONE 215 | LANDSIDE ARRIVALS | LIVE AREA | IT | WLAN | 1 |  |  | LHR1070T1-A1-AP00234 |  |  |  | GOOD
T 1 MAIN BUILDING L/S | ZONE 215 | LANDSIDE ARRIVALS | LIVE AREA | Electrical | ELT | 1 |  |  | 11134-ELT-LMN00268 |  |  |  | AVERAGE
T 1 MAIN BUILDING L/S | ZONE 215 | LANDSIDE ARRIVALS | LIVE AREA | Electrical | ELT | 1 |  |  | 11134-ELT-LNM00271 |  |  |  | AVERAGE
T 1 MAIN BUILDING L/S | ZONE 215 | LANDSIDE ARRIVALS | LIVE AREA | Electrical | ELT | 1 |  |  | 11134-ELT-LNM00272 |  |  |  | AVERAGE
T 1 MAIN BUILDING L/S | ZONE 215 | LANDSIDE ARRIVALS | LIVE AREA | Electrical | ELT | 1 |  |  | 11134-ELT-LNM00269 |  |  |  | AVERAGE
T 1 MAIN BUILDING L/S | ZONE 215 | LANDSIDE ARRIVALS | LIVE AREA | Electrical | ELT | 1 |  |  | 11134-ELT-LNM00267 |  |  |  | AVERAGE
T 1 MAIN BUILDING L/S | ZONE 215 | LANDSIDE ARRIVALS | LIVE AREA | Electrical | ELT | 1 |  |  | 11134-ELT-LNM00266 |  |  |  | AVERAGE
T 1 MAIN BUILDING L/S | ZONE 215 | LANDSIDE ARRIVALS | LIVE AREA | Electrical | ELT | 1 |  |  | 11134-ELTL-NM00270 |  |  |  | AVERAGE
T 1 MAIN BUILDING L/S | ZONE 215 | LANDSIDE ARRIVALS | LIVE AREA | Electrical | ELT | 1 |  |  | 11134-ELT-LNM00273 |  |  |  | AVERAGE
T 1 MAIN BUILDING L/S | ZONE 215 | LANDSIDE ARRIVALS | LIVE AREA | HVAC | HVAC GRIL | 25 |  |  | NO REF |  |  |  | AVERAGE
T 1 MAIN BUILDING L/S | ZONE 215 | LANDSIDE ARRIVALS | LIVE AREA | HVAC | HVAC GRIL | 1 |  |  | 11134-HVAC-GIL00511 |  |  |  | AVERAGE
T 1 MAIN BUILDING L/S | ZONE 215 | LANDSIDE ARRIVALS | LIVE AREA | HVAC | HVAC GRIL | 1 |  |  | 11134-HVAC-GIL00512 |  |  |  | AVERAGE
T 1 MAIN BUILDING L/S | ZONE 215 | LANDSIDE ARRIVALS | LIVE AREA | HVAC | HVAC GRIL | 1 |  |  | 11134-HVAC-GIL00364 |  |  |  | AVERAGE
T 1 MAIN BUILDING L/S | ZONE 215 | LANDSIDE ARRIVALS | LIVE AREA | HVAC | HVAC GRIL | 1 |  |  | 11134-HVAC-GIL00363 |  |  |  | AVERAGE
T 1 MAIN BUILDING L/S | ZONE 215 | LANDSIDE ARRIVALS | LIVE AREA | HVAC | HVAC GRIL | 1 |  |  | 11134-HVAC-GIL00360 |  |  |  | AVERAGE
T 1 MAIN BUILDING L/S | ZONE 215 | LANDSIDE ARRIVALS | LIVE AREA | HVAC | HVAC GRIL | 1 |  |  | 11134-HVAC-GIL00358 |  |  |  | AVERAGE
T 1 MAIN BUILDING L/S | ZONE 215 | LANDSIDE ARRIVALS | LIVE AREA | HVAC | HVAC GRIL | 1 |  |  | 11134-HVAC-GIL00357 |  |  |  | AVERAGE
T 1 MAIN BUILDING L/S | ZONE 215 | LANDSIDE ARRIVALS | LIVE AREA | HVAC | HVAC GRIL | 1 |  |  | 11134-HVAC-GIL00522 |  |  |  | AVERAGE
T 1 MAIN BUILDING L/S | ZONE 215 | LANDSIDE ARRIVALS | LIVE AREA | HVAC | HVAC GRIL | 1 |  |  | 11134-HVAC-GIL00518 |  |  |  | AVERAGE
T 1 MAIN BUILDING L/S | ZONE 215 | LANDSIDE ARRIVALS | LIVE AREA | HVAC | HVAC GRIL | 1 |  |  | 11134-HVAC-GIL00519 |  |  |  | AVERAGE
T 1 MAIN BUILDING L/S | ZONE 215 | LANDSIDE ARRIVALS | LIVE AREA | HVAC | HVAC GRIL | 1 |  |  | 11134-HVAC-GIL00356 |  |  |  | AVERAGE
T 1 MAIN BUILDING L/S | ZONE 215 | LANDSIDE ARRIVALS | LIVE AREA | HVAC | HVAC GRIL | 1 |  |  | 11134-HVAC-GIL00361 |  |  |  | AVERAGE
T 1 MAIN BUILDING L/S | ZONE 215 | LANDSIDE ARRIVALS | LIVE AREA | HVAC | HVAC GRIL | 1 |  |  | 11134-HVAC-GIL00359 |  |  |  | AVERAGE
T 1 MAIN BUILDING L/S | ZONE 215 | LANDSIDE ARRIVALS | LIVE AREA | HVAC | HVAC GRIL | 1 |  |  | 11134-HVAC-GIL00362 |  |  |  | AVERAGE
T 1 MAIN BUILDING L/S | ZONE 215 | LANDSIDE ARRIVALS | LIVE AREA | HVAC | HVAC GRIL | 1 |  |  | 11134-HVAC-GIL00509 |  |  |  | AVERAGE
T 1 MAIN BUILDING L/S | ZONE 215 | LANDSIDE ARRIVALS | LIVE AREA | HVAC | HVAC GRIL | 1 |  |  | 11134-HVAC-GIL00524 |  |  |  | AVERAGE
T 1 MAIN BUILDING L/S | ZONE 215 | LANDSIDE ARRIVALS | LIVE AREA | HVAC | HVAC GRIL | 1 |  |  | 11134-HVAC-GIL00523 |  |  |  | AVERAGE
T 1 MAIN BUILDING L/S | ZONE 215 | LANDSIDE ARRIVALS | LIVE AREA | HVAC | HVAC GRIL | 1 |  |  | 11134-HVAC-GIL00517 |  |  |  | AVERAGE
T 1 MAIN BUILDING L/S | ZONE 215 | LANDSIDE ARRIVALS | LIVE AREA | HVAC | HVAC GRIL | 1 |  |  | 11134-HVAC-GIL00520 |  |  |  | AVERAGE
T 1 MAIN BUILDING L/S | ZONE 215 | LANDSIDE ARRIVALS | LIVE AREA | HVAC | HVAC GRIL | 1 |  |  | 11134-HVAC-GIL00516 |  |  |  | AVERAGE
T 1 MAIN BUILDING L/S | ZONE 215 | LANDSIDE ARRIVALS | LIVE AREA | HVAC | HVAC GRIL | 1 |  |  | 11134-HVAC-GIL00515 |  |  |  | AVERAGE
T 1 MAIN BUILDING L/S | ZONE 215 | LANDSIDE ARRIVALS | LIVE AREA | HVAC | HVAC GRIL | 1 |  |  | 11134-HVAC-GIL00510 |  |  |  | AVERAGE
T 1 MAIN BUILDING L/S | ZONE 215 | LANDSIDE ARRIVALS | LIVE AREA | HVAC | HVAC GRIL | 1 |  |  | 11134-HVAC-GIL00513 |  |  |  | AVERAGE
T 1 MAIN BUILDING L/S | ZONE 215 | LANDSIDE ARRIVALS | LIVE AREA | HVAC | HVAC GRIL | 1 |  |  | 11134-HVAC-GIL00514 |  |  |  | AVERAGE
T 1 MAIN BUILDING L/S | ZONE 215 | LANDSIDE ARRIVALS | LIVE AREA | HVAC | HVAC GRIL | 1 |  |  | 11134-HVAC-GIL00521 |  |  |  | AVERAGE
T 1 MAIN BUILDING L/S | ZONE 217 | LANDSIDE ARRIVALS FORECOURT AREA | LIVE AREA | Electrical | AUTO DOORS | 1 |  |  | T 1 -MB AUTO DOOR 0-02 | KONE |  |  | AVERAGE
T 1 MAIN BUILDING L/S | ZONE 217 | LANDSIDE ARRIVALS FORECOURT AREA | LIVE AREA | Electrical | AUTO DOORS | 1 |  |  | T 1 -MB AUTO DOOR 0-03 | KONE |  |  | AVERAGE
T 1 MAIN BUILDING L/S | ZONE 217 | LANDSIDE ARRIVALS FORECOURT AREA | LIVE AREA | Electrical | AUTO DOORS | 1 |  |  | T 1 -MB AUTODOOR 0-04 | KONE |  |  | AVERAGE
T 1 MAIN BUILDING L/S | ZONE 217 | LANDSIDE ARRIVALS FORECOURT AREA | LIVE AREA | Electrical | Static Signage | 2 |  | BUS STOP 5 | NO REF |  |  |  | POOR
T 1 MAIN BUILDING L/S | ZONE 217 | LANDSIDE ARRIVALS FORECOURT AREA | LIVE AREA | LEPC | T 1 - PAX LIFT 13 | 1 |  |  | HAL 6100523 |  |  |  | AVERAGE
T 1 MAIN BUILDING L/S | ZONE 217 | LANDSIDE ARRIVALS FORECOURT AREA | LIVE AREA | LEPC | T 1 - PAX LIFT 14 | 1 |  |  | HAL 6100524 |  |  |  | AVERAGE
T 1 MAIN BUILDING L/S | ZONE 217 | LANDSIDE ARRIVALS FORECOURT AREA | LIVE AREA | Electrical | 110 TRANSFORMER | 1 |  |  | NO REF | GRIFFIN |  |  | POOR
T 1 MAIN BUILDING L/S | ZONE 217 | LANDSIDE ARRIVALS FORECOURT AREA | LIVE AREA | Electrical | BMS PANEL | 1 |  |  | SPRINKLER + TRACE HEATING MON CHAMBER |  |  |  | AVERAGE
T 1 MAIN BUILDING L/S | ZONE 217 | LANDSIDE ARRIVALS FORECOURT AREA | LIVE AREA | Electrical | DB | 1 |  |  | T 1 - DB-0545 | MEM |  |  | AVERAGE
T 1 MAIN BUILDING L/S | ZONE 217 | LANDSIDE ARRIVALS FORECOURT AREA | LIVE AREA | Fire | FIU | 1 |  |  | 205-1077 | GENT | 34415 |  | AVERAGE
T 1 MAIN BUILDING L/S | ZONE 217 | LANDSIDE ARRIVALS FORECOURT AREA | LIVE AREA | Fire | FIU | 1 |  |  | 205-1078 | GENT | 34415 |  | AVERAGE
T 1 MAIN BUILDING L/S | ZONE 217 | LANDSIDE ARRIVALS FORECOURT AREA | LIVE AREA | Fire | FIU | 1 |  |  | 205-1079 | GENT | 34415 |  | AVERAGE
T 1 MAIN BUILDING L/S | ZONE 217 | LANDSIDE ARRIVALS FORECOURT AREA | LIVE AREA | Fire | FIRE DOOR | 1 |  |  | NO REF |  |  |  | AVERAGE
T 1 MAIN BUILDING L/S | ZONE 217 | LANDSIDE ARRIVALS FORECOURT AREA | LIVE AREA | IT | CCTV | 2 |  |  | NO REF | MILYNX |  |  | POOR
T 1 MAIN BUILDING L/S | ZONE 217 | LANDSIDE ARRIVALS FORECOURT AREA | LIVE AREA | Mechanical | DRY RISER INLET | 1 |  |  | 2G |  |  |  | POOR
T 1 MAIN BUILDING L/S | ZONE 217 | LANDSIDE ARRIVALS FORECOURT AREA | LIVE AREA | IT | CCTV | 2 |  |  | NO REF |  | IHC4 |  | POOR
T 1 MAIN BUILDING L/S | ZONE 217 | LANDSIDE ARRIVALS FORECOURT AREA | LIVE AREA | Electrical | Static Signage | 1 |  | SMOKING AREA T 3 CENTRAL BUS STAITION | NO REF |  |  |  | POOR
T 1 MAIN BUILDING L/S | ZONE 217 | LANDSIDE ARRIVALS FORECOURT AREA | LIVE AREA | Electrical | Static Signage | 3 |  | NO SMOKING ONLY IN DESIG NATED AREA | NO REF |  |  |  | AVERAGE
T 1 MAIN BUILDING L/S | ZONE 217 | LANDSIDE ARRIVALS FORECOURT AREA | LIVE AREA | IT | FIDS | 3 |  |  | NO REF | JCDecaux |  |  | AVERAGE
T 1 MAIN BUILDING L/S | ZONE 217 | LANDSIDE ARRIVALS FORECOURT AREA | LIVE AREA | Electrical | Static Signage | 1 |  | BUS STOP 5 / BUSTOP 1-4 | NO REF |  |  |  | AVERAGE
T 1 MAIN BUILDING L/S | ZONE 217 | LANDSIDE ARRIVALS FORECOURT AREA | LIVE AREA | Electrical | Static Signage | 1 |  | BUS STOPS 1-4 / TAXIS / VALET PARKING / SHORT STAY CAR PARK | NO REF |  |  |  | AVERAGE
T 1 MAIN BUILDING L/S | ZONE 217 | LANDSIDE ARRIVALS FORECOURT AREA | LIVE AREA | Electrical | NORMAL LIGHTING | 166 |  |  | NO REF |  |  |  | POOR
T 1 MAIN BUILDING L/S | ZONE 217 | LANDSIDE ARRIVALS FORECOURT AREA | LIVE AREA | Electrical | ELT | 12 |  |  | NO REF |  |  |  | POOR
T 1 MAIN BUILDING L/S | ZONE 217 | LANDSIDE ARRIVALS FORECOURT AREA | LIVE AREA | HVAC | HVAC GRIL | 46 |  |  | NO REF |  |  |  | POOR
T 1 MAIN BUILDING L/S | ZONE 217 | LANDSIDE ARRIVALS FORECOURT AREA | LIVE AREA | Electrical | DB | 1 |  |  | T 1 - DB-0538 |  |  |  | POOR
T 1 MAIN BUILDING L/S | ZONE 217 | LANDSIDE ARRIVALS FORECOURT AREA | LIVE AREA | IT | CCTV | 1 |  |  | NO REF | ARITEC |  |  | AVERAGE
T 1 MAIN BUILDING L/S | ZONE 217 | LANDSIDE ARRIVALS FORECOURT AREA | LIVE AREA | Fire | FIRE DOOR | 1 |  |  | 63N |  |  |  | POOR
T 1 MAIN BUILDING L/S | ZONE 217 | LANDSIDE ARRIVALS FORECOURT AREA | LIVE AREA | Electrical | Static Signage | 1 |  | ARRIVALS | NO REF |  |  |  | AVERAGE
T 1 MAIN BUILDING L/S | ZONE 217 | LANDSIDE ARRIVALS FORECOURT AREA | LIVE AREA | Electrical | MAID NEW | 1 |  |  | NO REF |  |  |  | GOOD
T 1 MAIN BUILDING L/S | ZONE 217 | LANDSIDE ARRIVALS FORECOURT AREA | LIVE AREA | Electrical | ISOLATOR SWITCH | 1 |  |  | DB-1T8-B15 | MEM 20A |  |  | POOR
T 1 MAIN BUILDING L/S | ZONE 217 | LANDSIDE ARRIVALS FORECOURT AREA | LIVE AREA | Mechanical | SUTTERS | 1 |  |  | NO REF |  |  |  | POOR
T 1 MAIN BUILDING L/S | ZONE 217 | LANDSIDE ARRIVALS FORECOURT AREA | LIVE AREA | HVAC | HVAC UNIT | 1 |  |  | 01-608510 | MITSUBISHI | PUH-6YKA | 104314 | AVERAGE
T 1 MAIN BUILDING L/S | ZONE 217 | LANDSIDE ARRIVALS FORECOURT AREA | LIVE AREA | HVAC | HVAC UNIT | 1 |  |  | NO REF | DAIKIN | RXS25E2V1B | J026299 | AVERAGE
T 1 MAIN BUILDING L/S | ZONE 217 | LANDSIDE ARRIVALS FORECOURT AREA | LIVE AREA | HVAC | HVAC UNIT | 1 |  |  | 01-4812592 | DAIKIN |  |  | AVERAGE
T 1 MAIN BUILDING L/S | ZONE 217 | LANDSIDE ARRIVALS FORECOURT AREA | LIVE AREA | HVAC | HVAC UNIT | 1 |  |  | NO REF | DAIKIN |  |  | POOR
T 1 MAIN BUILDING L/S | ZONE 217 | LANDSIDE ARRIVALS FORECOURT AREA | LIVE AREA | HVAC | HVAC UNIT | 1 |  |  | NO REF | SANYO | SAP-CLR188E5A | 17737 | AVERAGE
T 1 MAIN BUILDING L/S | ZONE 217 | LANDSIDE ARRIVALS FORECOURT AREA | LIVE AREA | Mechanical | DRY RISER INLET | 1 |  |  | 1G |  |  |  | POOR
T 1 MAIN BUILDING L/S | ZONE 224 | ZONE B TOILETS | LIVE AREA | Electrical | HAND DRYERS | 18 |  |  | NO REF |  |  |  | GOOD
T 1 MAIN BUILDING L/S | ZONE 224 | ZONE B TOILETS | LIVE AREA |  | SOAP DISPENCESOR | 124 |  |  | NO REF |  |  |  | GOOD
T 1 MAIN BUILDING L/S | ZONE 224 | ZONE B TOILETS | LIVE AREA |  | MIRRORS | 31 |  |  | NO REF |  |  |  | GOOD
T 1 MAIN BUILDING L/S | ZONE 224 | ZONE B TOILETS | LIVE AREA | Mechanical | SINKS | 32 |  |  | NO |  |  |  | AVERAGE
T 1 MAIN BUILDING L/S | ZONE 224 | ZONE B TOILETS | LIVE AREA | Mechanical | TOILETS | 32 |  |  | NO REF |  |  |  | GOOD
T 1 MAIN BUILDING L/S | ZONE 224 | ZONE B TOILETS | LIVE AREA | Mechanical | URINALS | 8 |  |  | NO REF |  |  |  | GOOD
T 1 MAIN BUILDING L/S | ZONE 224 | ZONE B TOILETS | LIVE AREA | Fire | SOUNDERS & BEACONS | 11 |  |  | NO REF |  |  |  | GOOD
T 1 MAIN BUILDING L/S | ZONE 224 | ZONE B TOILETS | LIVE AREA | Electrical | NORMAL LIGHTING | 106 |  |  | NO REF |  |  |  | GOOD
T 1 MAIN BUILDING L/S | ZONE 224 | ZONE B TOILETS | LIVE AREA | Electrical | ELT | 1 |  |  | ELTEXL-10017 |  |  |  | GOOD
T 1 MAIN BUILDING L/S | ZONE 224 | ZONE B TOILETS | LIVE AREA | Electrical | NORM/ LIGHTING CONTROL | 1 |  |  | NLT-CDV10018 |  |  |  | GOOD
T 1 MAIN BUILDING L/S | ZONE 224 | ZONE B TOILETS | LIVE AREA | Fire | FIREDOORS | 6 |  |  | NO REF |  |  |  | GOOD
T 1 MAIN BUILDING L/S | ZONE 224 | ZONE B TOILETS | LIVE AREA | Electrical | Static Signage | 1 |  | TOILETS | NO REF |  |  |  | AVERAGE
T 1 MAIN BUILDING L/S | ZONE 224 | ZONE B TOILETS | LIVE AREA | Electrical | EMRGY SIGN | 1 |  |  | NO REF |  |  |  | AVERAGE
T 1 MAIN BUILDING L/S | ZONE 224 | ZONE B TOILETS | LIVE AREA | Electrical | PANIC ALARM | 3 |  |  | N |  |  |  | GOOD
T 1 MAIN BUILDING L/S | ZONE 224 | ZONE B TOILETS | LIVE AREA | Electrical | Static Signage | 3 |  | BABY CARE | NO REF |  |  |  | AVERAGE
T 1 MAIN BUILDING L/S | ZONE 224 | ZONE B TOILETS | LIVE AREA | Electrical | Static Signage | 2 |  | DISABLED | NO REF |  |  |  | AVERAGE
T 1 MAIN BUILDING L/S | ZONE 224 | ZONE B TOILETS | LIVE AREA | Electrical | HAND DRYERS | 4 |  |  | NO REF | XLERATOR |  |  | GOOD
T 1 MAIN BUILDING L/S | ZONE 224 | ZONE B TOILETS | LIVE AREA | Electrical | ELT | 1 |  |  | ELT-LNM10028 |  |  |  | GOOD
T 1 MAIN BUILDING L/S | ZONE 224 | ZONE B TOILETS | LIVE AREA | Electrical | ELT | 1 |  |  | ELT-LNM10030 |  |  |  | GOOD
T 1 MAIN BUILDING L/S | ZONE 224 | ZONE B TOILETS | LIVE AREA | Electrical | ELT | 1 |  |  | ELT-LNM10031 |  |  |  | GOOD
T 1 MAIN BUILDING L/S | ZONE 224 | ZONE B TOILETS | LIVE AREA | Electrical | ELT | 1 |  |  | ELT-LNM10018 |  |  |  | GOOD
T 1 MAIN BUILDING L/S | ZONE 224 | ZONE B TOILETS | LIVE AREA | Electrical | Static Signage | 1 |  | MALE | NO REF |  |  |  | GOOD
T 1 MAIN BUILDING L/S | ZONE 224 | ZONE B TOILETS | LIVE AREA | Electrical | Static Signage | 1 |  | LADIES | NO REF |  |  |  | GOOD
T 1 MAIN BUILDING L/S | ZONE 224 | ZONE B TOILETS | LIVE AREA | Electrical | Static Signage | 1 |  | FAMILY | NO REF |  |  |  | GOOD
T 1 MAIN BUILDING L/S | ZONE 224 | ZONE B TOILETS | LIVE AREA | Electrical | ELT | 1 |  |  | ELT-LNM10025 |  |  |  | GOOD
T 1 MAIN BUILDING L/S | ZONE 224 | ZONE B TOILETS | LIVE AREA | Electrical | ELT | 1 |  |  | ELT-LNM10026 |  |  |  | GOOD
T 1 MAIN BUILDING L/S | ZONE 224 | ZONE B TOILETS | LIVE AREA | Electrical | ELT | 1 |  |  | ELT-LNM10027 |  |  |  | GOOD
T 1 MAIN BUILDING L/S | ZONE 224 | ZONE B TOILETS | LIVE AREA | Electrical | NORM/ LIGHTING CONTROL | 1 |  |  | NLT-CDV10017 |  |  |  | GOOD
T 1 MAIN BUILDING L/S | ZONE 224 | ZONE B TOILETS | LIVE AREA | HVAC | HVAC GRIL | 21 |  |  | NO REF |  |  |  | AVERAGE
T 1 MAIN BUILDING L/S | ZONE 224 | ZONE B TOILETS | LIVE AREA | Electrical | NORM/ LIGHTING CONTROL | 1 |  |  | NLT-CDV-10023 |  |  |  | GOOD
T 1 MAIN BUILDING L/S | ZONE 224 | ZONE B TOILETS | LIVE AREA | Electrical | EARTH BAR | 1 |  |  | NO REF |  |  |  | AVERAGE
T 1 MAIN BUILDING L/S | ZONE 224 | ZONE B TOILETS | LIVE AREA | Electrical | DB | 1 |  |  | A FED FROM BD1-X-2 | EATON |  |  | AVERAGE
T 1 MAIN BUILDING L/S | ZONE 224 | ZONE B TOILETS | LIVE AREA | Electrical | DB | 1 |  |  | B FED FROM BO4-2-28-3 | EATON |  |  | AVERAGE
T 1 MAIN BUILDING L/S | ZONE 224 | ZONE B TOILETS | LIVE AREA | Electrical | P.I.R CONTACTOR | 1 |  |  | A-1L2 A-2L1 A-6L2 B-L2 B-2L1 |  |  |  | AVERAGE
T 1 MAIN BUILDING L/S | ZONE 224 | ZONE B TOILETS | LIVE AREA | Electrical | SALTO | 1 |  |  | NO REF |  |  |  | GOOD
T 1 MAIN BUILDING L/S | ZONE 224 | ZONE B TOILETS | LIVE AREA | Electrical | NORM/ LIGHTING CONTROL | 1 |  |  | NLT-CDV10018 |  |  |  | GOOD
T 1 MAIN BUILDING L/S | ZONE 224 | ZONE B TOILETS | LIVE AREA | Electrical | NORM/ LIGHTING CONTROL | 1 |  |  | NLT-CDV10016 |  |  |  | GOOD
T 1 MAIN BUILDING L/S | ZONE 224 | ZONE B TOILETS | LIVE AREA | Electrical | ELT | 1 |  |  | ELT-LNM10023 |  |  |  | GOOD
T 1 MAIN BUILDING L/S | ZONE 224 | ZONE B TOILETS | LIVE AREA | Electrical | ELT | 1 |  |  | ELT-LNM10024 |  |  |  | GOOD
T 1 MAIN BUILDING L/S | ZONE 225 | ZONE B CORRIDOR | LIVE AREA | Electrical | ELT | 1 |  |  | ELT-LNM00195 |  |  |  | GOOD
T 1 MAIN BUILDING L/S | ZONE 225 | ZONE B CORRIDOR | LIVE AREA | LEPC | T 1 PAX LIFT 3 | 1 |  |  | HAL 6100514 |  |  |  | AVERAGE
T 1 MAIN BUILDING L/S | ZONE 225 | ZONE B CORRIDOR | LIVE AREA | LEPC | T 1 PAX LIFT 17 | 1 |  |  | HAL 6100525 |  |  |  | AVERAGE
T 1 MAIN BUILDING L/S | ZONE 225 | ZONE B CORRIDOR | LIVE AREA | Electrical | ELT | 1 |  | BO4-1X-10-1L1 | NO REF |  |  |  | AVERAGE
T 1 MAIN BUILDING L/S | ZONE 225 | ZONE B CORRIDOR | LIVE AREA | Electrical | NORMAL LIGHTING | 19 |  |  | NO REF |  |  |  | AVERAGE
T 1 MAIN BUILDING L/S | ZONE 225 | ZONE B CORRIDOR | LIVE AREA | Electrical | Static Signage | 1 |  | PASSENGER LIFT | NO REF |  |  |  | AVERAGE
T 1 MAIN BUILDING L/S | ZONE 225 | ZONE B CORRIDOR | LIVE AREA | Fire | FIRE DOOR | 1 |  |  | 11134-WLL-FDR10023 |  |  |  | AVERAGE
T 1 MAIN BUILDING L/S | ZONE 225 | ZONE B CORRIDOR | LIVE AREA | Electrical | ELT | 1 |  | BO4-1X-10-1L1 | NO REF |  |  |  | GOOD
T 1 MAIN BUILDING L/S | ZONE 225 | ZONE B CORRIDOR | LIVE AREA | Fire | FIRE DOOR | 1 |  |  | 11134-WLL-FDR10022 |  |  |  | AVERAGE
T 1 MAIN BUILDING L/S | ZONE 225 | ZONE B CORRIDOR | LIVE AREA | Electrical | ELT | 1 |  |  | 11134-ELT-LNM00201 |  |  |  | GOOD
T 1 MAIN BUILDING L/S | ZONE 225 | ZONE B CORRIDOR | LIVE AREA | Electrical | ELT | 1 |  |  | 11134-ELT-LNM00200 |  |  |  | GOOD
T 1 MAIN BUILDING L/S | ZONE 225 | ZONE B CORRIDOR | LIVE AREA | Electrical | DB | 1 |  |  | 11134-LV-DB10011 | EATON |  |  | AVERAGE
T 1 MAIN BUILDING L/S | ZONE 225 | ZONE B CORRIDOR | LIVE AREA | Electrical | LIGHTING CONTROL PANEL | 1 |  |  | NLT-PAN00004 | ALT |  |  | AVERAGE
T 1 MAIN BUILDING L/S | ZONE 225 | ZONE B CORRIDOR | LIVE AREA | Electrical | ISOLATOR SWITCH | 1 |  |  | DB B04-1P-8L3-BO4-2-2-8-2L | EATON 63A |  |  | AVERAGE
T 1 MAIN BUILDING L/S | ZONE 225 | ZONE B CORRIDOR | LIVE AREA | Electrical | DB | 1 |  |  | T 1 -DB-1150 |  |  |  | AVERAGE
T 1 MAIN BUILDING L/S | ZONE 225 | ZONE B CORRIDOR | LIVE AREA | Electrical | DB | 1 |  |  | T 1 -DB-1151 |  |  |  | AVERAGE
T 1 MAIN BUILDING L/S | ZONE 225 | ZONE B CORRIDOR | LIVE AREA | Electrical | LIGHTING CONTROL PANEL | 1 |  |  | NO REF | ALT |  |  | AVERAGE
T 1 MAIN BUILDING L/S | ZONE 225 | ZONE B CORRIDOR | LIVE AREA | Fire | FIRE DOOR | 4 |  |  | NO REF |  |  |  | GOOD
T 1 MAIN BUILDING L/S | ZONE 225 | ZONE B CORRIDOR | LIVE AREA | Electrical | ELT | 1 |  |  | ELT-LNM0025 |  |  |  | GOOD
T 1 MAIN BUILDING L/S | ZONE 226 | ZONE B CHECK- IN AREA | DEAD AREA | IT | CCTV | 1 |  |  | CCTV-ICD-CAM00018 |  |  |  | AVERAGE
T 1 MAIN BUILDING L/S | ZONE 226 | ZONE B CHECK- IN AREA | DEAD AREA | Electrical | ELT | 1 |  |  | 11134-ELT-LNM00198 |  |  |  | GOOD
T 1 MAIN BUILDING L/S | ZONE 226 | ZONE B CHECK- IN AREA | DEAD AREA | Electrical | ELT | 1 |  |  | 11134-ELT-LNM00199 |  |  |  | GOOD
T 1 MAIN BUILDING L/S | ZONE 226 | ZONE B CHECK- IN AREA | DEAD AREA | Electrical | ELT | 1 |  |  | 11134-ELT-LNM00200 |  |  |  | GOOD
T 1 MAIN BUILDING L/S | ZONE 226 | ZONE B CHECK- IN AREA | DEAD AREA | HVAC | HVAC GRIL | 1 |  |  | 11134-HVAC-GIL00227 |  |  |  | AVERAGE
T 1 MAIN BUILDING L/S | ZONE 226 | ZONE B CHECK- IN AREA | DEAD AREA | HVAC | HVAC GRIL | 1 |  |  | 11134-HVAC-GIL00242 |  |  |  | AVERAGE
T 1 MAIN BUILDING L/S | ZONE 226 | ZONE B CHECK- IN AREA | DEAD AREA | HVAC | HVAC GRIL | 1 |  |  | 11134-HVAC-GIL00226 |  |  |  | AVERAGE
T 1 MAIN BUILDING L/S | ZONE 226 | ZONE B CHECK- IN AREA | DEAD AREA | HVAC | HVAC GRIL | 1 |  |  | 11134-HVAC-GIL00241 |  |  |  | AVERAGE
T 1 MAIN BUILDING L/S | ZONE 226 | ZONE B CHECK- IN AREA | DEAD AREA | HVAC | HVAC GRIL | 1 |  |  | 11134-HVAC-GIL00225 |  |  |  | AVERAGE
T 1 MAIN BUILDING L/S | ZONE 226 | ZONE B CHECK- IN AREA | DEAD AREA | HVAC | HVAC GRIL | 1 |  |  | 111343-HVAC-GIL00240 |  |  |  | AVERAGE
T 1 MAIN BUILDING L/S | ZONE 226 | ZONE B CHECK- IN AREA | DEAD AREA | HVAC | HVAC GRIL | 1 |  |  | 11134-HVAC-GIL00224 |  |  |  | AVERAGE
T 1 MAIN BUILDING L/S | ZONE 226 | ZONE B CHECK- IN AREA | DEAD AREA | Electrical | ELT | 1 |  |  | 11134-ELT-LNM00199 |  |  |  | GOOD
T 1 MAIN BUILDING L/S | ZONE 226 | ZONE B CHECK- IN AREA | DEAD AREA | IT | FIDS | 1 |  |  | 11134-DNF-DSD10013 |  |  |  | GOOD
T 1 MAIN BUILDING L/S | ZONE 226 | ZONE B CHECK- IN AREA | DEAD AREA | Specialist Systems | ENTRY GATE | 1 |  |  | 11134-ACC-ATG10017 |  |  |  | GOOD
T 1 MAIN BUILDING L/S | ZONE 226 | ZONE B CHECK- IN AREA | DEAD AREA | Specialist Systems | ENTRY GATE | 1 |  |  | 11134-ACC-ATG10016 |  |  |  | GOOD
T 1 MAIN BUILDING L/S | ZONE 226 | ZONE B CHECK- IN AREA | DEAD AREA | Specialist Systems | ENTRY GATE | 1 |  |  | 11134-ACC-ATG10015 |  |  |  | GOOD
T 1 MAIN BUILDING L/S | ZONE 226 | ZONE B CHECK- IN AREA | DEAD AREA | Specialist Systems | ENTRY GATE | 1 |  |  | 11134-ACC-ATG10014 |  |  |  | GOOD
T 1 MAIN BUILDING L/S | ZONE 226 | ZONE B CHECK- IN AREA | DEAD AREA | Specialist Systems | ENTRY GATE | 1 |  |  | 11134-ACC-ATG10013 |  |  |  | GOOD
T 1 MAIN BUILDING L/S | ZONE 226 | ZONE B CHECK- IN AREA | DEAD AREA | Specialist Systems | ENTRY GATE | 1 |  |  | 11134-ACC-ATG10012 |  |  |  | GOOD
T 1 MAIN BUILDING L/S | ZONE 226 | ZONE B CHECK- IN AREA | DEAD AREA | Specialist Systems | ENTRY GATE | 1 |  |  | 11134-ACC-ATG10011 |  |  |  | GOOD
T 1 MAIN BUILDING L/S | ZONE 226 | ZONE B CHECK- IN AREA | DEAD AREA | Specialist Systems | AURORA PHOTO SCAN | 1 |  |  | NO REF | AURORA | ASCMK11 | DK2010194 | GOOD
T 1 MAIN BUILDING L/S | ZONE 226 | ZONE B CHECK- IN AREA | DEAD AREA | Specialist Systems | AURORA PHOTO SCAN | 1 |  |  | NO REF | AURORA | ASCMK11 | DK2010186 | GOOD
T 1 MAIN BUILDING L/S | ZONE 226 | ZONE B CHECK- IN AREA | DEAD AREA | Specialist Systems | AURORA PHOTO SCAN | 1 |  |  | NO REF | AURORA | ASCMK11 | DK2010206 | GOOD
T 1 MAIN BUILDING L/S | ZONE 226 | ZONE B CHECK- IN AREA | DEAD AREA | Specialist Systems | AURORA PHOTO SCAN | 1 |  |  | NO REF | AURORA | ASCMK11 | DK2010155 | GOOD
T 1 MAIN BUILDING L/S | ZONE 226 | ZONE B CHECK- IN AREA | DEAD AREA | Specialist Systems | AURORA PHOTO SCAN | 1 |  |  | NO REF | AURORA | ASCMK11 | DK2010146 | GOOD
T 1 MAIN BUILDING L/S | ZONE 226 | ZONE B CHECK- IN AREA | DEAD AREA | Specialist Systems | AURORA PHOTO SCAN | 1 |  |  | BAA 489845 | AURORA |  |  | GOOD
T 1 MAIN BUILDING L/S | ZONE 226 | ZONE B CHECK- IN AREA | DEAD AREA | Specialist Systems | AURORA PHOTO SCAN | 1 |  |  | BAA 480358 | AURORA |  |  | GOOD
T 1 MAIN BUILDING L/S | ZONE 226 | ZONE B CHECK- IN AREA | DEAD AREA | Electrical | MAID NEW | 2 |  |  | NO REF |  |  |  | GOOD
T 1 MAIN BUILDING L/S | ZONE 226 | ZONE B CHECK- IN AREA | DEAD AREA | Specialist Systems | ACCESS SCAN | 1 |  |  | NO REF | ACCESS-IS | AKEGEOA546 | 1347-038520 | GOOD
T 1 MAIN BUILDING L/S | ZONE 226 | ZONE B CHECK- IN AREA | DEAD AREA | Specialist Systems | ACCESS SCAN | 1 |  |  | NO REF | ACCESS-IS | AKEGEOA546 | 1120-320944 | GOOD
T 1 MAIN BUILDING L/S | ZONE 226 | ZONE B CHECK- IN AREA | DEAD AREA | Electrical | SECURITY DESKS | 2 |  |  | NO REF |  |  |  | AVERAGE
T 1 MAIN BUILDING L/S | ZONE 226 | ZONE B CHECK- IN AREA | DEAD AREA | IT | CCTV | 1 |  |  | 11134-CCTV-CAM-10340 | BOSCH |  |  | AVERAGE
T 1 MAIN BUILDING L/S | ZONE 226 | ZONE B CHECK- IN AREA | DEAD AREA | IT | CCTV | 1 |  |  | 11134-CCTV-ICD-10319 | SONY |  |  | AVERAGE
T 1 MAIN BUILDING L/S | ZONE 226 | ZONE B CHECK- IN AREA | DEAD AREA | IT | CCTV | 1 |  |  | 11134-CCTV-CAM10352 | BOSCH |  |  | AVERAGE
T 1 MAIN BUILDING L/S | ZONE 226 | ZONE B CHECK- IN AREA | DEAD AREA | IT | CCTV | 1 |  |  | 11134-CCTV-CAM10355 | BOSCH |  |  | AVERAGE
T 1 MAIN BUILDING L/S | ZONE 226 | ZONE B CHECK- IN AREA | DEAD AREA | IT | CCTV | 1 |  |  | CCTV-ICD-CAM00020 | SONY |  |  | AVERAGE
T 1 MAIN BUILDING L/S | ZONE 226 | ZONE B CHECK- IN AREA | DEAD AREA | IT | CCTV | 1 |  |  | 11134-CCTV-CAM10341 | BOSCH |  |  | AVERAGE
T 1 MAIN BUILDING L/S | ZONE 226 | ZONE B CHECK- IN AREA | DEAD AREA | IT | CCTV | 1 |  |  | CCTV-ICD-CAM00019 | SONY |  |  | AVERAGE
T 1 MAIN BUILDING L/S | ZONE 226 | ZONE B CHECK- IN AREA | DEAD AREA | IT | MONITOR | 1 |  |  | BAA PAT 12 05093 |  | P17BH |  | AVERAGE
T 1 MAIN BUILDING L/S | ZONE 226 | ZONE B CHECK- IN AREA | DEAD AREA | IT | MONITOR | 1 |  |  | NO REF | SIEMENS | MP377 PRO 15 |  | AVERAGE
T 1 MAIN BUILDING L/S | ZONE 226 | ZONE B CHECK- IN AREA | DEAD AREA | IT | MONITOR | 1 |  |  | BAA PAT 12 05089 |  | P17BH |  | AVERAGE
T 1 MAIN BUILDING L/S | ZONE 226 | ZONE B CHECK- IN AREA | DEAD AREA | Electrical | ELT | 1 |  |  | 11134-ELT-LNM00213 |  |  |  | GOOD
T 1 MAIN BUILDING L/S | ZONE 226 | ZONE B CHECK- IN AREA | DEAD AREA | Electrical | Static Signage | 2 |  | ZONE B | NO REF |  |  |  | AVERAGE
T 1 MAIN BUILDING L/S | ZONE 226 | ZONE B CHECK- IN AREA | DEAD AREA | Electrical | Static Signage | 1 |  | ZONE B AIRLINE DESKS / TOILETES / STAIRS TO RESTAURANTS | NO REF |  |  |  | AVERAGE
T 1 MAIN BUILDING L/S | ZONE 226 | ZONE B CHECK- IN AREA | DEAD AREA | Electrical | CHECK IN DESK | 1 |  |  | LHR1ZB18 |  |  |  | AVERAGE
T 1 MAIN BUILDING L/S | ZONE 226 | ZONE B CHECK- IN AREA | DEAD AREA | Electrical | CHECK IN DESK | 1 |  |  | LHR1ZB17 |  |  |  | AVERAGE
T 1 MAIN BUILDING L/S | ZONE 226 | ZONE B CHECK- IN AREA | DEAD AREA | Electrical | CHECK IN DESK | 1 |  |  | LHR1ZB16 |  |  |  | AVERAGE
T 1 MAIN BUILDING L/S | ZONE 226 | ZONE B CHECK- IN AREA | DEAD AREA | Electrical | CHECK IN DESK | 1 |  |  | LHR1ZB15 |  |  |  | AVERAGE
T 1 MAIN BUILDING L/S | ZONE 226 | ZONE B CHECK- IN AREA | DEAD AREA | Electrical | CHECK IN DESK | 1 |  |  | LHR1ZB14 |  |  |  | AVERAGE
T 1 MAIN BUILDING L/S | ZONE 226 | ZONE B CHECK- IN AREA | DEAD AREA | Electrical | CHECK IN DESK | 1 |  |  | LHR1ZB13 |  |  |  | AVERAGE
T 1 MAIN BUILDING L/S | ZONE 226 | ZONE B CHECK- IN AREA | DEAD AREA | Electrical | CHECK IN DESK | 1 |  |  | LHR1ZB12 |  |  |  | AVERAGE
T 1 MAIN BUILDING L/S | ZONE 226 | ZONE B CHECK- IN AREA | DEAD AREA | Electrical | CHECK IN DESK | 1 |  |  | LHR1ZB11 |  |  |  | AVERAGE
T 1 MAIN BUILDING L/S | ZONE 226 | ZONE B CHECK- IN AREA | DEAD AREA | Electrical | CHECK IN DESK | 1 |  |  | LHR1ZB10 |  |  |  | AVERAGE
T 1 MAIN BUILDING L/S | ZONE 226 | ZONE B CHECK- IN AREA | DEAD AREA | Electrical | CHECK IN DESK | 1 |  |  | LHR1ZB09 |  |  |  | AVERAGE
T 1 MAIN BUILDING L/S | ZONE 226 | ZONE B CHECK- IN AREA | DEAD AREA | Electrical | CHECK IN DESK | 1 |  |  | LHR1ZB08 |  |  |  | AVERAGE
T 1 MAIN BUILDING L/S | ZONE 226 | ZONE B CHECK- IN AREA | DEAD AREA | Electrical | CHECK IN DESK | 1 |  |  | LHR1ZB07 |  |  |  | AVERAGE
T 1 MAIN BUILDING L/S | ZONE 226 | ZONE B CHECK- IN AREA | DEAD AREA | Electrical | CHECK IN DESK | 1 |  |  | LHR1ZB06 |  |  |  | AVERAGE
T 1 MAIN BUILDING L/S | ZONE 226 | ZONE B CHECK- IN AREA | DEAD AREA | Electrical | CHECK IN DESK | 1 |  |  | LHR1ZB05 |  |  |  | AVERAGE
T 1 MAIN BUILDING L/S | ZONE 226 | ZONE B CHECK- IN AREA | DEAD AREA | Electrical | CHECK IN DESK | 1 |  |  | LHR1ZB04 |  |  |  | AVERAGE
T 1 MAIN BUILDING L/S | ZONE 226 | ZONE B CHECK- IN AREA | DEAD AREA | Electrical | CHECK IN DESK | 1 |  |  | LHR1ZB03 |  |  |  | AVERAGE
T 1 MAIN BUILDING L/S | ZONE 226 | ZONE B CHECK- IN AREA | DEAD AREA | Electrical | CHECK IN DESK | 1 |  |  | LHR1ZB02 |  |  |  | AVERAGE
T 1 MAIN BUILDING L/S | ZONE 226 | ZONE B CHECK- IN AREA | DEAD AREA | Electrical | CHECK IN DESK | 1 |  |  | LHR1ZB01 |  |  |  | AVERAGE
T 1 MAIN BUILDING L/S | ZONE 226 | ZONE B CHECK- IN AREA | DEAD AREA | Mechanical | BAG DROP CHECK - IN | 1 |  |  | 11134-BGD-QCN00019 |  |  |  | AVERAGE
T 1 MAIN BUILDING L/S | ZONE 226 | ZONE B CHECK- IN AREA | DEAD AREA | Mechanical | BAG DROP CHECK - IN | 1 |  |  | 11134-BGD-QCN00020 |  |  |  | AVERAGE
T 1 MAIN BUILDING L/S | ZONE 226 | ZONE B CHECK- IN AREA | DEAD AREA | Mechanical | BAG DROP CHECK - IN | 1 |  |  | 11134-BGD-QCN00021 |  |  |  | AVERAGE
T 1 MAIN BUILDING L/S | ZONE 226 | ZONE B CHECK- IN AREA | DEAD AREA | Mechanical | BAG DROP CHECK - IN | 1 |  |  | 11134-BGD-QCN00022 |  |  |  | AVERAGE
T 1 MAIN BUILDING L/S | ZONE 226 | ZONE B CHECK- IN AREA | DEAD AREA | Mechanical | BAG DROP CHECK - IN | 1 |  |  | 11134-BGD-QCN00023 |  |  |  | AVERAGE
T 1 MAIN BUILDING L/S | ZONE 226 | ZONE B CHECK- IN AREA | DEAD AREA | Mechanical | BAG DROP CHECK - IN | 1 |  |  | 11134-BGD-QCN00024 |  |  |  | AVERAGE
T 1 MAIN BUILDING L/S | ZONE 226 | ZONE B CHECK- IN AREA | DEAD AREA | Mechanical | BAG DROP CHECK - IN | 1 |  |  | 11134-BGD-QCN00025 |  |  |  | AVERAGE
T 1 MAIN BUILDING L/S | ZONE 226 | ZONE B CHECK- IN AREA | DEAD AREA | Mechanical | BAG DROP CHECK - IN | 1 |  |  | 11134-BGD-QCN00026 |  |  |  | AVERAGE
T 1 MAIN BUILDING L/S | ZONE 226 | ZONE B CHECK- IN AREA | DEAD AREA | Mechanical | BAG DROP CHECK - IN | 1 |  |  | 11134-BGD-QCN00027 |  |  |  | AVERAGE
T 1 MAIN BUILDING L/S | ZONE 226 | ZONE B CHECK- IN AREA | DEAD AREA | Mechanical | BAG DROP CHECK - IN | 1 |  |  | 11134-BGD-QCN00028 |  |  |  | AVERAGE
T 1 MAIN BUILDING L/S | ZONE 226 | ZONE B CHECK- IN AREA | DEAD AREA | Mechanical | BAG DROP CHECK - IN | 1 |  |  | 11134-BGD-QCN00029 |  |  |  | AVERAGE
T 1 MAIN BUILDING L/S | ZONE 226 | ZONE B CHECK- IN AREA | DEAD AREA | Mechanical | BAG DROP CHECK - IN | 1 |  |  | 11134-BGD-QCN00030 |  |  |  | AVERAGE
T 1 MAIN BUILDING L/S | ZONE 226 | ZONE B CHECK- IN AREA | DEAD AREA | Mechanical | BAG DROP CHECK - IN | 1 |  |  | 11134-BGD-QCN00031 |  |  |  | AVERAGE
T 1 MAIN BUILDING L/S | ZONE 226 | ZONE B CHECK- IN AREA | DEAD AREA | Mechanical | BAG DROP CHECK - IN | 1 |  |  | 11134-BGD-QCN00032 |  |  |  | AVERAGE
T 1 MAIN BUILDING L/S | ZONE 226 | ZONE B CHECK- IN AREA | DEAD AREA | Mechanical | BAG DROP CHECK - IN | 1 |  |  | 11134-BGD-QCN00033 |  |  |  | AVERAGE
T 1 MAIN BUILDING L/S | ZONE 226 | ZONE B CHECK- IN AREA | DEAD AREA | Mechanical | BAG DROP CHECK - IN | 1 |  |  | 11134-BGD-QCN00034 |  |  |  | AVERAGE
T 1 MAIN BUILDING L/S | ZONE 226 | ZONE B CHECK- IN AREA | DEAD AREA | Mechanical | BAG DROP CHECK - IN | 1 |  |  | 11134-BGD-QCN00035 |  |  |  | AVERAGE
T 1 MAIN BUILDING L/S | ZONE 226 | ZONE B CHECK- IN AREA | DEAD AREA | Mechanical | BAG DROP CHECK - IN | 1 |  |  | 11134-BGD-QCN00036 |  |  |  | AVERAGE
T 1 MAIN BUILDING L/S | ZONE 226 | ZONE B CHECK- IN AREA | DEAD AREA | IT | FIDS | 1 |  |  | 11134-FIDS-PAN00026 | NEC | MULTI SYNC LCD 3210 |  | GOOD
T 1 MAIN BUILDING L/S | ZONE 226 | ZONE B CHECK- IN AREA | DEAD AREA | IT | FIDS | 1 |  |  | 11134-FIDS-PAN00022 | NEC | MULTI SYNC LCD 3210 |  | GOOD
T 1 MAIN BUILDING L/S | ZONE 226 | ZONE B CHECK- IN AREA | DEAD AREA | IT | FIDS | 1 |  |  | 11134-FIDS-PAN00021 | NEC | MULTI SYNC LCD 3210 |  | GOOD
T 1 MAIN BUILDING L/S | ZONE 226 | ZONE B CHECK- IN AREA | DEAD AREA | IT | FIDS | 1 |  |  | 11134-FIDS-PAN00020 | NEC | MULTI SYNC LCD 3210 |  | GOOD
T 1 MAIN BUILDING L/S | ZONE 226 | ZONE B CHECK- IN AREA | DEAD AREA | IT | FIDS | 1 |  |  | 11134-FIDS-PAN00019 | NEC | MULTI SYNC LCD 3210 |  | GOOD
T 1 MAIN BUILDING L/S | ZONE 226 | ZONE B CHECK- IN AREA | DEAD AREA | IT | FIDS | 1 |  |  | 11134-FIDS-PAN00018 | NEC | MULTI SYNC LCD 3210 |  | GOOD
T 1 MAIN BUILDING L/S | ZONE 226 | ZONE B CHECK- IN AREA | DEAD AREA | IT | FIDS | 1 |  |  | 11134-FIDS-PAN00017 | NEC | MULTI SYNC LCD 3210 |  | GOOD
T 1 MAIN BUILDING L/S | ZONE 226 | ZONE B CHECK- IN AREA | DEAD AREA | IT | FIDS | 1 |  |  | 11134-FIDS-PAN00016 | NEC | MULTI SYNC LCD 3210 |  | GOOD
T 1 MAIN BUILDING L/S | ZONE 226 | ZONE B CHECK- IN AREA | DEAD AREA | IT | FIDS | 1 |  |  | 11134-FIDS-PAN00015 | NEC | MULTI SYNC LCD 3210 |  | GOOD
T 1 MAIN BUILDING L/S | ZONE 226 | ZONE B CHECK- IN AREA | DEAD AREA | IT | FIDS | 1 |  |  | 11134-FIDS-PAN00014 | NEC | MULTI SYNC LCD 3210 |  | GOOD
T 1 MAIN BUILDING L/S | ZONE 226 | ZONE B CHECK- IN AREA | DEAD AREA | IT | FIDS | 1 |  |  | 11134-FIDS-PAN00013 | NEC | MULTI SYNC LCD 3210 |  | GOOD
T 1 MAIN BUILDING L/S | ZONE 226 | ZONE B CHECK- IN AREA | DEAD AREA | IT | FIDS | 1 |  |  | 11134-FIDS-PAN00012 | NEC | MULTI SYNC LCD 3210 |  | GOOD
T 1 MAIN BUILDING L/S | ZONE 226 | ZONE B CHECK- IN AREA | DEAD AREA | IT | FIDS | 1 |  |  | 11134-FIDS-PAN00011 | NEC | MULTI SYNC LCD 3210 |  | GOOD
T 1 MAIN BUILDING L/S | ZONE 226 | ZONE B CHECK- IN AREA | DEAD AREA | IT | FIDS | 1 |  |  | 11134-FIDS-PAN00009 | NEC | MULTI SYNC LCD 3210 |  | GOOD
T 1 MAIN BUILDING L/S | ZONE 226 | ZONE B CHECK- IN AREA | DEAD AREA | IT | FIDS | 1 |  | NO 15 | NO REF | NEC | MULTI SYNC LCD 3210 |  | GOOD
T 1 MAIN BUILDING L/S | ZONE 226 | ZONE B CHECK- IN AREA | DEAD AREA | IT | FIDS | 1 |  | NO 17 | NO REF | NEC | MULTI SYNC LCD 3210 |  | GOOD
T 1 MAIN BUILDING L/S | ZONE 226 | ZONE B CHECK- IN AREA | DEAD AREA | Electrical | NORMAL LIGHTING | 146 |  |  | NO REF |  |  |  | AVERAGE
T 1 MAIN BUILDING L/S | ZONE 226 | ZONE B CHECK- IN AREA | DEAD AREA | IT | LCD SCREEN | 1 |  |  | NO REF | SAMSUNG | SYNC MASTER 740BA |  | GOOD
T 1 MAIN BUILDING L/S | ZONE 226 | ZONE B CHECK- IN AREA | DEAD AREA | IT | WLAN | 1 |  |  | LHR1170T1-A1-AP00237 |  |  |  | GOOD
T 1 MAIN BUILDING L/S | ZONE 226 | ZONE B CHECK- IN AREA | DEAD AREA | IT | SALTO | 10 |  |  | NO REF |  |  |  | GOOD
T 1 MAIN BUILDING L/S | ZONE 226 | ZONE B CHECK- IN AREA | DEAD AREA | Electrical | SELF- SERVICE CHECK- IN | 1 |  |  | LHR-LHR 1KB-19 |  |  |  | GOOD
T 1 MAIN BUILDING L/S | ZONE 226 | ZONE B CHECK- IN AREA | DEAD AREA | Electrical | SELF- SERVICE CHECK- IN | 1 |  |  | LHR-LHR 1KB-18 |  |  |  | GOOD
T 1 MAIN BUILDING L/S | ZONE 226 | ZONE B CHECK- IN AREA | DEAD AREA | Electrical | SELF- SERVICE CHECK- IN | 1 |  |  | LHR-LHR 1KB-17 |  |  |  | GOOD
T 1 MAIN BUILDING L/S | ZONE 226 | ZONE B CHECK- IN AREA | DEAD AREA | Electrical | SELF- SERVICE CHECK- IN | 1 |  |  | LHR-LHR 1KB-16 |  |  |  | GOOD
T 1 MAIN BUILDING L/S | ZONE 226 | ZONE B CHECK- IN AREA | DEAD AREA | Electrical | SELF- SERVICE CHECK- IN | 1 |  |  | LHR-LHR 1KB-15 |  |  |  | GOOD
T 1 MAIN BUILDING L/S | ZONE 226 | ZONE B CHECK- IN AREA | DEAD AREA | Electrical | SELF- SERVICE CHECK- IN | 1 |  |  | LHR-LHR 1KB-14 |  |  |  | GOOD
T 1 MAIN BUILDING L/S | ZONE 226 | ZONE B CHECK- IN AREA | DEAD AREA | Electrical | SELF- SERVICE CHECK- IN | 1 |  |  | LHR-LHR 1KB-13 |  |  |  | GOOD
T 1 MAIN BUILDING L/S | ZONE 226 | ZONE B CHECK- IN AREA | DEAD AREA | Electrical | SELF- SERVICE CHECK- IN | 1 |  |  | LHR-LHR 1KB-12 |  |  |  | GOOD
T 1 MAIN BUILDING L/S | ZONE 226 | ZONE B CHECK- IN AREA | DEAD AREA | Electrical | SELF- SERVICE CHECK- IN | 1 |  |  | LHR-LHR 1KB-11 |  |  |  | GOOD
T 1 MAIN BUILDING L/S | ZONE 226 | ZONE B CHECK- IN AREA | DEAD AREA | Electrical | SELF- SERVICE CHECK- IN | 1 |  |  | LHR-LHR 1KB-10 |  |  |  | GOOD
T 1 MAIN BUILDING L/S | ZONE 226 | ZONE B CHECK- IN AREA | DEAD AREA | Electrical | SELF- SERVICE CHECK- IN | 1 |  |  | LHR-LHR 1KB-09 |  |  |  | GOOD
T 1 MAIN BUILDING L/S | ZONE 226 | ZONE B CHECK- IN AREA | DEAD AREA | Electrical | SELF- SERVICE CHECK- IN | 1 |  |  | LHR-LHR 1KB-08 |  |  |  | GOOD
T 1 MAIN BUILDING L/S | ZONE 226 | ZONE B CHECK- IN AREA | DEAD AREA | Electrical | SELF- SERVICE CHECK- IN | 1 |  |  | LHR-LHR 1KB-07 |  |  |  | GOOD
T 1 MAIN BUILDING L/S | ZONE 226 | ZONE B CHECK- IN AREA | DEAD AREA | Electrical | SELF- SERVICE CHECK- IN | 1 |  |  | LHR-LHR 1KB-06 |  |  |  | GOOD
T 1 MAIN BUILDING L/S | ZONE 226 | ZONE B CHECK- IN AREA | DEAD AREA | Electrical | SELF- SERVICE CHECK- IN | 1 |  |  | LHR-LHR 1KB-05 |  |  |  | GOOD
T 1 MAIN BUILDING L/S | ZONE 226 | ZONE B CHECK- IN AREA | DEAD AREA | Electrical | SELF- SERVICE CHECK- IN | 1 |  |  | LHR-LHR 1KB-04 |  |  |  | GOOD
T 1 MAIN BUILDING L/S | ZONE 226 | ZONE B CHECK- IN AREA | DEAD AREA | Electrical | SELF- SERVICE CHECK- IN | 1 |  |  | LHR-LHR 1KB-03 |  |  |  | GOOD
T 1 MAIN BUILDING L/S | ZONE 226 | ZONE B CHECK- IN AREA | DEAD AREA | Electrical | SELF- SERVICE CHECK- IN | 1 |  |  | LHR-LHR 1KB-02 |  |  |  | GOOD
T 1 MAIN BUILDING L/S | ZONE 226 | ZONE B CHECK- IN AREA | DEAD AREA | Electrical | SELF- SERVICE CHECK- IN | 1 |  |  | LHR-LHR1KB-01 |  |  |  | GOOD
T 1 MAIN BUILDING L/S | ZONE 226 | ZONE B CHECK- IN AREA | DEAD AREA | HVAC | HVAC GRIL | 18 |  |  | NO REF |  |  |  | AVERAGE
T 1 MAIN BUILDING L/S | ZONE 226 | ZONE B CHECK- IN AREA | DEAD AREA | Electrical | ELT | 1 |  |  | 11134-ELT-LNM00001 |  |  |  | AVERAGE
T 1 MAIN BUILDING L/S | ZONE 226 | ZONE B CHECK- IN AREA | DEAD AREA | Electrical | ELT | 1 |  |  | 11134-ELT-LNM00002 |  |  |  | AVERAGE
T 1 MAIN BUILDING L/S | ZONE 226 | ZONE B CHECK- IN AREA | DEAD AREA | Electrical | ELT | 1 |  |  | 11134-ELT-LNM00003 |  |  |  | AVERAGE
T 1 MAIN BUILDING L/S | ZONE 226 | ZONE B CHECK- IN AREA | DEAD AREA | Electrical | ELT | 1 |  |  | 11134-ELT-LNM00004 |  |  |  | AVERAGE
T 1 MAIN BUILDING L/S | ZONE 226 | ZONE B CHECK- IN AREA | DEAD AREA | Electrical | ELT | 1 |  |  | 11134-ELT-LNM00005 |  |  |  | AVERAGE
T 1 MAIN BUILDING L/S | ZONE 226 | ZONE B CHECK- IN AREA | DEAD AREA | Electrical | ELT | 1 |  |  | 11134-ELT-LNM00006 |  |  |  | AVERAGE
T 1 MAIN BUILDING L/S | ZONE 226 | ZONE B CHECK- IN AREA | DEAD AREA | Electrical | ELT | 1 |  |  | 11134-ELT-LNM00007 |  |  |  | AVERAGE
T 1 MAIN BUILDING L/S | ZONE 226 | ZONE B CHECK- IN AREA | DEAD AREA | Electrical | ELT | 1 |  |  | 11134-ELT-LNM00008 |  |  |  | AVERAGE
T 1 MAIN BUILDING L/S | ZONE 226 | ZONE B CHECK- IN AREA | DEAD AREA | Electrical | ELT | 1 |  |  | 11134-ELT-LNM00009 |  |  |  | AVERAGE
T 1 MAIN BUILDING L/S | ZONE 226 | ZONE B CHECK- IN AREA | DEAD AREA | Electrical | ELT | 1 |  |  | 11134-ELT-LNM00010 |  |  |  | AVERAGE
T 1 MAIN BUILDING L/S | ZONE 226 | ZONE B CHECK- IN AREA | DEAD AREA | Electrical | ELT | 1 |  |  | 11134-ELT-LNM00012 |  |  |  | AVERAGE
T 1 MAIN BUILDING L/S | ZONE 226 | ZONE B CHECK- IN AREA | DEAD AREA | Electrical | ELT | 1 |  |  | 11134-ELT-LNM00020 |  |  |  | AVERAGE
T 1 MAIN BUILDING L/S | ZONE 226 | ZONE B CHECK- IN AREA | DEAD AREA | Electrical | ELT | 1 |  |  | 11134-ELT-LNM00021 |  |  |  | AVERAGE
T 1 MAIN BUILDING L/S | ZONE 226 | ZONE B CHECK- IN AREA | DEAD AREA | Electrical | ELT | 1 |  |  | 11134-ELT-LNM00022 |  |  |  | AVERAGE
T 1 MAIN BUILDING L/S | ZONE 226 | ZONE B CHECK- IN AREA | DEAD AREA | Electrical | ELT | 1 |  |  | 11134-ELT-LNM00023 |  |  |  | AVERAGE
T 1 MAIN BUILDING L/S | ZONE 226 | ZONE B CHECK- IN AREA | DEAD AREA | Electrical | ELT | 1 |  |  | 11134-ELT-LNM00024 |  |  |  | AVERAGE
T 1 MAIN BUILDING L/S | ZONE 226 | ZONE B CHECK- IN AREA | DEAD AREA | Electrical | ELT | 1 |  |  | 11134-ELT-LNM00025 |  |  |  | AVERAGE
T 1 MAIN BUILDING L/S | ZONE 226 | ZONE B CHECK- IN AREA | DEAD AREA | Electrical | ELT | 1 |  |  | 11134-ELT-LNM00019 |  |  |  | AVERAGE
T 1 MAIN BUILDING L/S | ZONE 226 | ZONE B CHECK- IN AREA | DEAD AREA | IT | MONITOR | 1 |  |  | LHR 33339 | NEC | MULTI SYNC LCD 175M |  | AVERAGE
T 1 MAIN BUILDING L/S | ZONE 226 | ZONE B CHECK- IN AREA | DEAD AREA | IT | MONITOR | 1 |  |  | LHR 27780 | NEC | MULTI SYNC LCD 175M |  | AVERAGE
T 1 MAIN BUILDING L/S | ZONE 226 | ZONE B CHECK- IN AREA | DEAD AREA | IT | MONITOR | 1 |  |  | LHR 24198 | NEC | MULTI SYNC LCD 175M |  | AVERAGE
T 1 MAIN BUILDING L/S | ZONE 226 | ZONE B CHECK- IN AREA | DEAD AREA | IT | MONITOR | 1 |  |  | LHR 27781 | NEC | MULTI SYNC LCD 175M |  | AVERAGE
T 1 MAIN BUILDING L/S | ZONE 226 | ZONE B CHECK- IN AREA | DEAD AREA | IT | MONITOR | 1 |  |  | LHR 27783 | NEC | MULTI SYNC LCD 175M |  | AVERAGE
T 1 MAIN BUILDING L/S | ZONE 226 | ZONE B CHECK- IN AREA | DEAD AREA | IT | MONITOR | 1 |  |  | LHR 27798 | NEC | MULTI SYNC LCD 175M |  | AVERAGE
T 1 MAIN BUILDING L/S | ZONE 226 | ZONE B CHECK- IN AREA | DEAD AREA | IT | MONITOR | 1 |  |  | LHR 34934 | NEC | MULTI SYNC LCD 175M |  | AVERAGE
T 1 MAIN BUILDING L/S | ZONE 226 | ZONE B CHECK- IN AREA | DEAD AREA | IT | MONITOR | 1 |  |  | LHR 27842 | NEC | MULTI SYNC LCD 175M |  | AVERAGE
T 1 MAIN BUILDING L/S | ZONE 226 | ZONE B CHECK- IN AREA | DEAD AREA | IT | MONITOR | 1 |  |  | LHR 24017 | NEC | MULTI SYNC LCD 175M |  | AVERAGE
T 1 MAIN BUILDING L/S | ZONE 226 | ZONE B CHECK- IN AREA | DEAD AREA | IT | MONITOR | 1 |  |  | LHR 24309 | NEC | MULTI SYNC LCD 175M |  | AVERAGE
T 1 MAIN BUILDING L/S | ZONE 226 | ZONE B CHECK- IN AREA | DEAD AREA | IT | MONITOR | 1 |  |  | LHR 24207 | NEC | MULTI SYNC LCD 175M |  | AVERAGE
T 1 MAIN BUILDING L/S | ZONE 226 | ZONE B CHECK- IN AREA | DEAD AREA | IT | MONITOR | 1 |  |  | LHR 24289 | NEC | MULTI SYNC LCD 175M |  | AVERAGE
T 1 MAIN BUILDING L/S | ZONE 226 | ZONE B CHECK- IN AREA | DEAD AREA | IT | MONITOR | 1 |  |  | LHR 24014 | NEC | MULTI SYNC LCD 175M |  | AVERAGE
T 1 MAIN BUILDING L/S | ZONE 226 | ZONE B CHECK- IN AREA | DEAD AREA | IT | MONITOR | 1 |  |  | LHR 24261 | NEC | MULTI SYNC LCD 175M |  | AVERAGE
T 1 MAIN BUILDING L/S | ZONE 226 | ZONE B CHECK- IN AREA | DEAD AREA | IT | MONITOR | 1 |  |  | LHR 27811 | NEC | MULTI SYNC LCD 175M |  | AVERAGE
T 1 MAIN BUILDING L/S | ZONE 226 | ZONE B CHECK- IN AREA | DEAD AREA | IT | MONITOR | 1 |  |  | LHR 24278 | NEC | MULTI SYNC LCD 175M |  | AVERAGE
T 1 MAIN BUILDING L/S | ZONE 226 | ZONE B CHECK- IN AREA | DEAD AREA | IT | MONITOR | 1 |  |  | LHR 24312 | NEC | MULTI SYNC LCD 175M |  | AVERAGE
T 1 MAIN BUILDING L/S | ZONE 226 | ZONE B CHECK- IN AREA | DEAD AREA | IT | MONITOR | 1 |  |  | LHR 24275 | NEC | MULTI SYNC LCD 175M |  | AVERAGE
T 1 MAIN BUILDING L/S | ZONE 226 | ZONE B CHECK- IN AREA | DEAD AREA | Electrical | ELCTRICAL SCALES | 1 |  |  | BMI.1 | AVERY-WEIGH-TRONIX |  |  | AVERAGE
T 1 MAIN BUILDING L/S | ZONE 228 | BOH DEPARTURE LEVEL L / S | DEAD AREA | Electrical | EMGY SIGN | 1 |  |  | ELT-EXL 10020 |  |  |  | AVERAGE
T 1 MAIN BUILDING L/S | ZONE 228 | BOH DEPARTURE LEVEL L / S | DEAD AREA | Electrical | ELT | 1 |  |  | 11134-ELT-LNM00209 |  |  |  | GOOD
T 1 MAIN BUILDING L/S | ZONE 228 | BOH DEPARTURE LEVEL L / S | DEAD AREA | Electrical | ELT | 1 |  |  | 11134-ELT-LNM00208 |  |  |  | GOOD
T 1 MAIN BUILDING L/S | ZONE 228 | BOH DEPARTURE LEVEL L / S | DEAD AREA | Electrical | ELT | 1 |  |  | 11134-ELT-LNM00207 |  |  |  | GOOD
T 1 MAIN BUILDING L/S | ZONE 228 | BOH DEPARTURE LEVEL L / S | DEAD AREA | Electrical | ELT | 1 |  |  | 11134-ELT-LNM00210 |  |  |  | GOOD
T 1 MAIN BUILDING L/S | ZONE 228 | BOH DEPARTURE LEVEL L / S | DEAD AREA | Electrical | ELT | 1 |  |  | 11134-ELT-LNM00304 |  |  |  | GOOD
T 1 MAIN BUILDING L/S | ZONE 228 | BOH DEPARTURE LEVEL L / S | DEAD AREA | Electrical | ELT | 1 |  |  | 11134-ELT-LNM00303 |  |  |  | GOOD
T 1 MAIN BUILDING L/S | ZONE 228 | BOH DEPARTURE LEVEL L / S | DEAD AREA | Electrical | ELT | 1 |  |  | 11134-ELT-LNM00302 |  |  |  | GOOD
T 1 MAIN BUILDING L/S | ZONE 228 | BOH DEPARTURE LEVEL L / S | DEAD AREA | Fire | FIRE DOOR | 1 |  |  | T 1 - FDR 0355 |  |  |  | GOOD
T 1 MAIN BUILDING L/S | ZONE 228 | BOH DEPARTURE LEVEL L / S | DEAD AREA | Fire | FIRE DOOR | 1 |  |  | NO REF |  |  |  | GOOD
T 1 MAIN BUILDING L/S | ZONE 228 | BOH DEPARTURE LEVEL L / S | DEAD AREA | Electrical | NORM / LIGHTING CONTROL | 1 |  |  | NTL-CDV00005 |  |  |  | GOOD
T 1 MAIN BUILDING L/S | ZONE 228 | BOH DEPARTURE LEVEL L / S | DEAD AREA | Electrical | NORM / LIGHTING CONTROL | 1 |  |  | NTL-CDV00006 |  |  |  | GOOD
T 1 MAIN BUILDING L/S | ZONE 228 | BOH DEPARTURE LEVEL L / S | DEAD AREA | Electrical | NORMAL LIGHTING | 32 |  |  | NO REF |  |  |  | AVERAGE
T 1 MAIN BUILDING L/S | ZONE 228 | BOH DEPARTURE LEVEL L / S | DEAD AREA | Fire | FIRE DOOR | 6 |  |  | NO REF |  |  |  | POOR
T 1 MAIN BUILDING L/S | ZONE 228 | BOH DEPARTURE LEVEL L / S | DEAD AREA | Fire | FIU | 1 |  |  | 1061-38 | GENT | 34415 |  | POOR
T 1 MAIN BUILDING L/S | ZONE 228 | BOH DEPARTURE LEVEL L / S | DEAD AREA | Fire | FIRE DOOR | 1 |  |  | T 1 - FDR 0357 |  |  |  | POOR
T 1 MAIN BUILDING L/S | ZONE 228 | BOH DEPARTURE LEVEL L / S | DEAD AREA | Fire | FIRE DOOR | 1 |  |  | T 1 - FDR 0358 |  |  |  | POOR
T 1 MAIN BUILDING L/S | ZONE 228 | BOH DEPARTURE LEVEL L / S | DEAD AREA | Fire | FIRE DOOR | 1 |  |  | T 1 - FDR 0359 |  |  |  | POOR
T 1 MAIN BUILDING L/S | ZONE 228 | BOH DEPARTURE LEVEL L / S | DEAD AREA | Electrical | EMGY SIGN | 1 |  |  | NO REF |  |  |  | POOR
T 1 MAIN BUILDING L/S | ZONE 228 | BOH DEPARTURE LEVEL L / S | DEAD AREA | LEPC | T 1 GOODS LIFT 5 | 1 |  |  | HAL 6100516 |  |  |  | POOR
T 1 MAIN BUILDING L/S | ZONE 228 | BOH DEPARTURE LEVEL L / S | DEAD AREA | LEPC | T 1 GOODS LIFT 4 | 1 |  |  | HAL 6100515 |  |  |  | POOR
T 1 MAIN BUILDING L/S | ZONE 228 | BOH DEPARTURE LEVEL L / S | DEAD AREA | Fire | FIRE DOOR | 1 |  |  | 11134-WLL-FDR10020 |  |  |  | GOOD
T 1 MAIN BUILDING L/S | ZONE 228 | BOH DEPARTURE LEVEL L / S | DEAD AREA | Fire | FIRE DOOR | 1 |  |  | 11134-WLL-FDR10021 |  |  |  | GOOD
T 1 MAIN BUILDING L/S | ZONE 228 | BOH DEPARTURE LEVEL L / S | DEAD AREA | Electrical | HAL PANIC ALARM PANEL | 1 |  |  | NO REF | ATKINS |  |  | AVERAGE
T 1 MAIN BUILDING L/S | ZONE 228 | BOH DEPARTURE LEVEL L / S | DEAD AREA | Fire | FIRE DOOR | 1 |  |  | T 1 -FDR 0362 |  |  |  | AVERAGE
T 1 MAIN BUILDING A/S | ZONE 205 | IMMIGRATION ARRIVALS | DEAD AREA | IT | FIDS | 1 |  | BAA 479533 | 11134-DNF-DSD-MON10090 |  |  |  | GOOD
T 1 MAIN BUILDING A/S | ZONE 205 | IMMIGRATION ARRIVALS | DEAD AREA | IT | FIDS | 1 |  | BAA 479477 | 11134-DNF-DSD-MON10089 |  |  |  | GOOD
T 1 MAIN BUILDING A/S | ZONE 205 | IMMIGRATION ARRIVALS | DEAD AREA | IT | FIDS | 1 |  | BAA 479534 | 11134-DNF-DSD-MON10092 |  |  |  | GOOD
T 1 MAIN BUILDING A/S | ZONE 205 | IMMIGRATION ARRIVALS | DEAD AREA | IT | FIDS | 1 |  | NO REF | 11134-DNF-DSD-MON10091 |  |  |  | GOOD
T 1 MAIN BUILDING A/S | ZONE 205 | IMMIGRATION ARRIVALS | DEAD AREA | IT | FIDS | 1 |  | BAA 479535 | 111343-DNF-DSD-MON10094 |  |  |  | GOOD
T 1 MAIN BUILDING A/S | ZONE 205 | IMMIGRATION ARRIVALS | DEAD AREA | IT | FIDS | 1 |  | NO REF | 11134-DNF-DSD-MON10093 |  |  |  | GOOD
T 1 MAIN BUILDING A/S | ZONE 205 | IMMIGRATION ARRIVALS | DEAD AREA | IT | FIDS | 1 |  | BAA 479536 | 11134-DNF-DSD-MON10096 |  |  |  | GOOD
T 1 MAIN BUILDING A/S | ZONE 205 | IMMIGRATION ARRIVALS | DEAD AREA | IT | FIDS | 1 |  | NO REF | 11134-DNF-DSD-MON10095 |  |  |  | GOOD
T 1 MAIN BUILDING A/S | ZONE 205 | IMMIGRATION ARRIVALS | DEAD AREA | IT | FIDS | 1 |  | BAA 479537 | 11134-DNF-DSD-MON10098 |  |  |  | GOOD
T 1 MAIN BUILDING A/S | ZONE 205 | IMMIGRATION ARRIVALS | DEAD AREA | IT | FIDS | 1 |  | NO REF | 11134-DNF-DSD-MON10097 |  |  |  | GOOD
T 1 MAIN BUILDING A/S | ZONE 205 | IMMIGRATION ARRIVALS | DEAD AREA | Specialist Systems | PASSENGER MOVE / DECTOR | 1 |  |  | BAA 459554 | SICK |  |  | GOOD
T 1 MAIN BUILDING A/S | ZONE 205 | IMMIGRATION ARRIVALS | DEAD AREA | Specialist Systems | PASSENGER MOVE / DECTOR | 1 |  |  | BAA 459555 | SICK |  |  | GOOD
T 1 MAIN BUILDING A/S | ZONE 205 | IMMIGRATION ARRIVALS | DEAD AREA | Specialist Systems | PASSENGER MOVE / DECTOR | 1 |  |  | BAA 459556 | SICK |  |  | GOOD
T 1 MAIN BUILDING A/S | ZONE 205 | IMMIGRATION ARRIVALS | DEAD AREA | Specialist Systems | PASSENGER MOVE / DECTOR | 1 |  |  | BAA 459557 | SICK |  |  | GOOD
T 1 MAIN BUILDING A/S | ZONE 205 | IMMIGRATION ARRIVALS | DEAD AREA | Specialist Systems | PASSENGER MOVE / DECTOR | 1 |  |  | BAA 459558 | SICK |  |  | GOOD
T 1 MAIN BUILDING A/S | ZONE 205 | IMMIGRATION ARRIVALS | DEAD AREA | Specialist Systems | PASSENGER MOVE / DECTOR | 1 |  |  | BAA 459564 | SICK |  |  | GOOD
T 1 MAIN BUILDING A/S | ZONE 205 | IMMIGRATION ARRIVALS | DEAD AREA | IT | FIDS | 1 |  |  | 11134-DNF-DSD-MON10079 |  |  |  | AVERAGE
T 1 MAIN BUILDING A/S | ZONE 205 | IMMIGRATION ARRIVALS | DEAD AREA | IT | FIDS | 1 |  |  | 11134-DNF-DSD-MON10082 |  |  |  | AVERAGE
T 1 MAIN BUILDING A/S | ZONE 205 | IMMIGRATION ARRIVALS | DEAD AREA | IT | FIDS | 1 |  |  | 11134-DNF-DSD-MON10083 |  |  |  | AVERAGE
T 1 MAIN BUILDING A/S | ZONE 205 | IMMIGRATION ARRIVALS | DEAD AREA | IT | FIDS | 1 |  |  | 11134-DNF-DSD-MON10085 |  |  |  | AVERAGE
T 1 MAIN BUILDING A/S | ZONE 205 | IMMIGRATION ARRIVALS | DEAD AREA | IT | FIDS | 1 |  |  | 11134-DNF-DSD-MON10087 |  |  |  | AVERAGE
T 1 MAIN BUILDING A/S | ZONE 205 | IMMIGRATION ARRIVALS | DEAD AREA | IT | FIDS | 1 |  |  | 11134-DNF-DSD-MON10080 |  |  |  | AVERAGE
T 1 MAIN BUILDING A/S | ZONE 205 | IMMIGRATION ARRIVALS | DEAD AREA | IT | FIDS | 1 |  |  | 11134-DNF-DSD-MON10061 |  |  |  | AVERAGE
T 1 MAIN BUILDING A/S | ZONE 205 | IMMIGRATION ARRIVALS | DEAD AREA | IT | FIDS | 1 |  |  | 11134-DNF-DSD-MON10062 |  |  |  | AVERAGE
T 1 MAIN BUILDING A/S | ZONE 205 | IMMIGRATION ARRIVALS | DEAD AREA | IT | FIDS | 1 |  |  | 11134-DNF-DSD-MON10063 |  |  |  | AVERAGE
T 1 MAIN BUILDING A/S | ZONE 205 | IMMIGRATION ARRIVALS | DEAD AREA | IT | FIDS | 1 |  |  | 11134-DNF-DSD-MON10064 |  |  |  | AVERAGE
T 1 MAIN BUILDING A/S | ZONE 205 | IMMIGRATION ARRIVALS | DEAD AREA | IT | FIDS | 1 |  |  | 11134-DNF-DSD-MON10077 |  |  |  | AVERAGE
T 1 MAIN BUILDING A/S | ZONE 205 | IMMIGRATION ARRIVALS | DEAD AREA | IT | FIDS | 1 |  |  | 11134-DNF-DSD-MON10081 |  |  |  | AVERAGE
T 1 MAIN BUILDING A/S | ZONE 205 | IMMIGRATION ARRIVALS | DEAD AREA | Specialist Systems | PASSENGER MOVE / DECTOR | 1 |  |  | BAA 459552 |  |  |  | GOOD
T 1 MAIN BUILDING A/S | ZONE 205 | IMMIGRATION ARRIVALS | DEAD AREA | Specialist Systems | PASSENGER MOVE / DECTOR | 1 |  |  | BAA 459551 |  |  |  | GOOD
T 1 MAIN BUILDING A/S | ZONE 205 | IMMIGRATION ARRIVALS | DEAD AREA | Specialist Systems | PASSENGER MOVE / DECTOR | 1 |  |  | BAA 459550 |  |  |  | GOOD
T 1 MAIN BUILDING A/S | ZONE 205 | IMMIGRATION ARRIVALS | DEAD AREA | Specialist Systems | PASSENGER MOVE / DECTOR | 1 |  |  | BAA 459549 |  |  |  | GOOD
T 1 MAIN BUILDING A/S | ZONE 205 | IMMIGRATION ARRIVALS | DEAD AREA | Specialist Systems | PASSENGER MOVE / DECTOR | 1 |  |  | BAA 459548 |  |  |  | GOOD
T 1 MAIN BUILDING A/S | ZONE 205 | IMMIGRATION ARRIVALS | DEAD AREA | Specialist Systems | PASSENGER MOVE / DECTOR | 1 |  |  | BAA 459547 |  |  |  | GOOD
T 1 MAIN BUILDING A/S | ZONE 205 | IMMIGRATION ARRIVALS | DEAD AREA | Specialist Systems | PASSENGER MOVE / DECTOR | 1 |  |  | BAA 459546 |  |  |  | GOOD
T 1 MAIN BUILDING A/S | ZONE 205 | IMMIGRATION ARRIVALS | DEAD AREA | Specialist Systems | PASSENGER MOVE / DECTOR | 1 |  |  | BAA 459545 |  |  |  | GOOD
T 1 MAIN BUILDING A/S | ZONE 205 | IMMIGRATION ARRIVALS | DEAD AREA | Specialist Systems | PASSENGER MOVE / DECTOR | 1 |  |  | BAA 459544 |  |  |  | GOOD
T 1 MAIN BUILDING A/S | ZONE 205 | IMMIGRATION ARRIVALS | DEAD AREA | Specialist Systems | PASSENGER MOVE / DECTOR | 1 |  |  | BAA 459543 |  |  |  | GOOD
T 1 MAIN BUILDING A/S | ZONE 205 | IMMIGRATION ARRIVALS | DEAD AREA | Specialist Systems | PASSENGER MOVE / DECTOR | 1 |  |  | BAA 459542 |  |  |  | GOOD
T 1 MAIN BUILDING A/S | ZONE 205 | IMMIGRATION ARRIVALS | DEAD AREA | Specialist Systems | PASSENGER MOVE / DECTOR | 1 |  |  | BAA 459541 |  |  |  | GOOD
T 1 MAIN BUILDING A/S | ZONE 205 | IMMIGRATION ARRIVALS | DEAD AREA | Specialist Systems | PASSENGER MOVE / DECTOR | 1 |  |  | BAA 459540 |  |  |  | GOOD
T 1 MAIN BUILDING A/S | ZONE 205 | IMMIGRATION ARRIVALS | DEAD AREA | IT | FIDS | 1 |  |  | 11134-DNF-DSD-MON10066 |  |  |  | AVERAGE
T 1 MAIN BUILDING A/S | ZONE 205 | IMMIGRATION ARRIVALS | DEAD AREA | IT | FIDS | 1 |  |  | 11134-DNF-DSD-MON10076 |  |  |  | AVERAGE
T 1 MAIN BUILDING A/S | ZONE 205 | IMMIGRATION ARRIVALS | DEAD AREA | IT | FIDS | 1 |  |  | 11134-DNF-DSD-MON10074 |  |  |  | AVERAGE
T 1 MAIN BUILDING A/S | ZONE 205 | IMMIGRATION ARRIVALS | DEAD AREA | IT | FIDS | 1 |  |  | 11134-DNF-DSD-MON100676 |  |  |  | AVERAGE
T 1 MAIN BUILDING A/S | ZONE 205 | IMMIGRATION ARRIVALS | DEAD AREA | IT | FIDS | 1 |  |  | 11134-DNF-DSD-MON10065 |  |  |  | AVERAGE
T 1 MAIN BUILDING A/S | ZONE 205 | IMMIGRATION ARRIVALS | DEAD AREA | IT | FIDS | 1 |  |  | 11134-DNF-DSD-MON10060 |  |  |  | AVERAGE
T 1 MAIN BUILDING A/S | ZONE 205 | IMMIGRATION ARRIVALS | DEAD AREA | IT | FIDS | 1 |  |  | 11134-DNF-DSD-MON10059 |  |  |  | AVERAGE
T 1 MAIN BUILDING A/S | ZONE 205 | IMMIGRATION ARRIVALS | DEAD AREA | IT | FIDS | 1 |  |  | 11134-DNF-DSD-MON10088 |  |  |  | AVERAGE
T 1 MAIN BUILDING A/S | ZONE 205 | IMMIGRATION ARRIVALS | DEAD AREA | IT | FIDS | 1 |  |  | 11134-DNF-DSD-MON10086 |  |  |  | AVERAGE
T 1 MAIN BUILDING A/S | ZONE 205 | IMMIGRATION ARRIVALS | DEAD AREA | IT | FIDS | 1 |  |  | 11134-DNF-DSD-MON10078 |  |  |  | AVERAGE
T 1 MAIN BUILDING A/S | ZONE 205 | IMMIGRATION ARRIVALS | DEAD AREA | IT | FIDS | 1 |  |  | 11134-DNF-DSD-MON10075 |  |  |  | AVERAGE
T 1 MAIN BUILDING A/S | ZONE 205 | IMMIGRATION ARRIVALS | DEAD AREA | IT | FIDS | 1 |  |  | 11134-DNF-DSD-MON10073 |  |  |  | AVERAGE
T 1 MAIN BUILDING A/S | ZONE 205 | IMMIGRATION ARRIVALS | DEAD AREA | IT | FIDS | 1 |  |  | 11134-DNF-DSD-MON10072 |  |  |  | AVERAGE
T 1 MAIN BUILDING A/S | ZONE 205 | IMMIGRATION ARRIVALS | DEAD AREA | IT | FIDS | 1 |  |  | 11134-DNF-DSD-MON10071 |  |  |  | AVERAGE
T 1 MAIN BUILDING A/S | ZONE 205 | IMMIGRATION ARRIVALS | DEAD AREA | IT | FIDS | 1 |  |  | 11134-DNF-DSD-MON10070 |  |  |  | AVERAGE
T 1 MAIN BUILDING A/S | ZONE 205 | IMMIGRATION ARRIVALS | DEAD AREA | IT | FIDS | 1 |  |  | 11134-DNF-DSD-MON10068 |  |  |  | AVERAGE
T 1 MAIN BUILDING A/S | ZONE 205 | IMMIGRATION ARRIVALS | DEAD AREA | IT | FIDS | 1 |  |  | 11134-DNF-DSD-MON100169 |  |  |  | AVERAGE
T 1 MAIN BUILDING A/S | ZONE 205 | IMMIGRATION ARRIVALS | DEAD AREA | IT | FIDS | 1 |  |  | 11134-DNF-DSD-MON100170 |  |  |  | AVERAGE
T 1 MAIN BUILDING A/S | ZONE 205 | IMMIGRATION ARRIVALS | DEAD AREA | IT | FIDS | 1 |  |  | 11134-DNF-DSD-MON10084 |  |  |  | AVERAGE
T 1 MAIN BUILDING A/S | ZONE 205 | IMMIGRATION ARRIVALS | DEAD AREA | Specialist Systems | PHOTO SCANNER | 1 |  | BAA 467244 | RD09A00RY | SWITCHON |  |  | AVERAGE
T 1 MAIN BUILDING A/S | ZONE 205 | IMMIGRATION ARRIVALS | DEAD AREA | Specialist Systems | PHOTO SCANNER | 1 |  | BAA 467237 | RD09A00RO | SWITCHON |  |  | AVERAGE
T 1 MAIN BUILDING A/S | ZONE 205 | IMMIGRATION ARRIVALS | DEAD AREA | Specialist Systems | PHOTO SCANNER | 1 |  | BAA 467230 | RD09AOORJ | SWITCHON |  |  | AVERAGE
T 1 MAIN BUILDING A/S | ZONE 205 | IMMIGRATION ARRIVALS | DEAD AREA | IT | MONITOR | 1 |  | BAA 467229 | RD09AOORI | NEC | ACCSYNC LCD52VM |  | GOOD
T 1 MAIN BUILDING A/S | ZONE 205 | IMMIGRATION ARRIVALS | DEAD AREA | IT | MONITOR | 1 |  | BAA 467236 | RD09AOORP | NEC | ACCSYNC LCD52VM |  | GOOD
T 1 MAIN BUILDING A/S | ZONE 205 | IMMIGRATION ARRIVALS | DEAD AREA | IT | MONITOR | 1 |  | BAA 467243 | RD09AOORX | NEC | ACCSYNC LCD52VM |  | GOOD
T 1 MAIN BUILDING A/S | ZONE 205 | IMMIGRATION ARRIVALS | DEAD AREA | Specialist Systems | PASSENGE BODY SCANNER | 3 |  |  | NO REF |  |  |  | GOOD
T 1 MAIN BUILDING A/S | ZONE 205 | IMMIGRATION ARRIVALS | DEAD AREA | Specialist Systems | E-PASSPORT 5 | 1 |  |  | LHR T1 AC S05 |  |  |  | GOOD
T 1 MAIN BUILDING A/S | ZONE 205 | IMMIGRATION ARRIVALS | DEAD AREA | Specialist Systems | E-PASSPORT 4 | 1 |  |  | LHR T1 AC S04 |  |  |  | GOOD
T 1 MAIN BUILDING A/S | ZONE 205 | IMMIGRATION ARRIVALS | DEAD AREA | Specialist Systems | E-PASSPORT 3 | 1 |  |  | LHR T1 AC S03 |  |  |  | GOOD
T 1 MAIN BUILDING A/S | ZONE E 177 | NEW IDL PLANTROOM DEPTURES LEVEL. | LIVE AREA | Electrical | 11O TRANSFORMER | 1 |  |  | ASS NO 862 |  |  |  | GOOD
T 1 MAIN BUILDING A/S | ZONE E 177 | NEW IDL PLANTROOM DEPTURES LEVEL. | LIVE AREA | Electrical | MAID NEW | 1 |  |  | NO REF |  |  |  | GOOD
T 1 MAIN BUILDING A/S | ZONE E 177 | NEW IDL PLANTROOM DEPTURES LEVEL. | LIVE AREA | Fire | FIRE DOOR | 1 |  |  | T 1 -FDR- 0262 |  |  |  | AVERAGE
T 1 MAIN BUILDING A/S | ZONE E 177 | NEW IDL PLANTROOM DEPTURES LEVEL. | LIVE AREA | Mechanical | CALORIFIER FLOW | 1 |  |  | NO REF |  |  |  | GOOD
T 1 MAIN BUILDING A/S | ZONE E 177 | NEW IDL PLANTROOM DEPTURES LEVEL. | LIVE AREA | Mechanical | CALORIFIER REURN | 1 |  |  | NO REF |  |  |  | GOOD
T 1 MAIN BUILDING A/S | ZONE E 177 | NEW IDL PLANTROOM DEPTURES LEVEL. | LIVE AREA | Mechanical | WATER TANK | 1 |  |  | 1MB-TANK 201 |  |  |  | GOOD
T 1 MAIN BUILDING A/S | ZONE E 177 | NEW IDL PLANTROOM DEPTURES LEVEL. | LIVE AREA | Mechanical | WATER TANK | 1 |  |  | 1MB-TANK 202 |  |  |  | GOOD
T 1 MAIN BUILDING A/S | ZONE E 177 | NEW IDL PLANTROOM DEPTURES LEVEL. | LIVE AREA | Electrical | ELECTRICAL PANEL | 1 |  |  | HWS CALORIFIER NO1 |  |  |  | AVERAGE
T 1 MAIN BUILDING A/S | ZONE E 177 | NEW IDL PLANTROOM DEPTURES LEVEL. | LIVE AREA | Electrical | ELECTRICAL PANEL | 1 |  |  | HWS CALORIFIER NO2 |  |  |  | AVERAGE
T 1 MAIN BUILDING A/S | ZONE E 177 | NEW IDL PLANTROOM DEPTURES LEVEL. | LIVE AREA | Mechanical | GRUNDFOS PUMP | 1 |  |  | NO REF | GRUNDFOS 50HZ | MG 100LB2-28FT130-C2 |  | GOOD
T 1 MAIN BUILDING A/S | ZONE E 177 | NEW IDL PLANTROOM DEPTURES LEVEL. | LIVE AREA | Mechanical | GRUNDFOS PUMP | 1 |  |  | NO REF | GRUNDFOS 50HZ | MG 100LB2-28FT130-C2 |  | GOOD
T 1 MAIN BUILDING A/S | ZONE E 177 | NEW IDL PLANTROOM DEPTURES LEVEL. | LIVE AREA | Mechanical | GRUNDFOS PUMP | 1 |  |  | NO REF | GRUNDFOS 50HZ | MG 100LB2-28FT130-C2 |  | GOOD
T 1 MAIN BUILDING A/S | ZONE E 177 | NEW IDL PLANTROOM DEPTURES LEVEL. | LIVE AREA | Electrical | HVAC DRIVE PANEL | 1 |  |  | NO REF | DANFOS |  |  | AVERAGE
T 1 MAIN BUILDING A/S | ZONE E 177 | NEW IDL PLANTROOM DEPTURES LEVEL. | LIVE AREA | Electrical | HVAC DRIVE PANEL | 1 |  |  | NO REF | DANFOS |  |  | AVERAGE
T 1 MAIN BUILDING A/S | ZONE E 177 | NEW IDL PLANTROOM DEPTURES LEVEL. | LIVE AREA | Mechanical | PRESSUE VESSEL | 1 |  |  | NO REF | LOWARA |  | 23653 | AVERAGE
T 1 MAIN BUILDING A/S | ZONE E 177 | NEW IDL PLANTROOM DEPTURES LEVEL. | LIVE AREA | Mechanical | PRESSUE VESSEL | 1 |  |  | NO REF | GRUNDFOS 50 | 96528347 | 10010452 | AVERAGE
T 1 MAIN BUILDING A/S | ZONE E 177 | NEW IDL PLANTROOM DEPTURES LEVEL. | LIVE AREA | Fire | FIU | 1 |  |  | 2034-016 | GENT | 34450 |  | POOR
T 1 MAIN BUILDING A/S | ZONE E 177 | NEW IDL PLANTROOM DEPTURES LEVEL. | LIVE AREA | Electrical | ELECTRICAL PANEL | 1 |  |  | NO REF | LIFF WORL CLASS WATER CONDITIONERS |  |  | AVERAGE
T 1 MAIN BUILDING A/S | ZONE E 177 | NEW IDL PLANTROOM DEPTURES LEVEL. | LIVE AREA | Mechanical | ULTAVIOLET CONTROL | 1 |  |  | NO REF | LIFF WORL CLASS WATER CONDITIONERS | 1S3ON | 24050588 | GOOD
T 1 MAIN BUILDING A/S | ZONE E 177 | NEW IDL PLANTROOM DEPTURES LEVEL. | LIVE AREA | Electrical | DIU | 1 |  |  | NO REF |  |  |  | GOOD
T 1 MAIN BUILDING A/S | ZONE E 177 | NEW IDL PLANTROOM DEPTURES LEVEL. | LIVE AREA | Fire | FIU | 1 |  |  | 2034-001 | GENT | 34415 |  | AVERAGE
T 1 MAIN BUILDING A/S | ZONE E 177 | NEW IDL PLANTROOM DEPTURES LEVEL. | LIVE AREA | Mechanical | GRUNDFOS PUMP | 1 |  |  | NO REF | GRUNDFOS | KFA211KD-24399-1-1005 |  | AVERAGE
T 1 MAIN BUILDING A/S | ZONE E 177 | NEW IDL PLANTROOM DEPTURES LEVEL. | LIVE AREA | Mechanical | GRUNDFOS PUMP | 1 |  |  | NO REF | GRUNDFOS | KFA211KD-24399-1-1005 |  | AVERAGE
T 1 MAIN BUILDING A/S | ZONE E 177 | NEW IDL PLANTROOM DEPTURES LEVEL. | LIVE AREA | Electrical | INVERTOR CONTROL PANEL | 1 |  |  | 128-1G-17 | ALLDALES |  |  | AVERAGE
T 1 MAIN BUILDING A/S | ZONE E 177 | NEW IDL PLANTROOM DEPTURES LEVEL. | LIVE AREA | Electrical | INVERTOR CONTROL PANEL | 1 |  |  | 128-1G-18 | ALLDALES |  |  | AVERAGE
T 1 MAIN BUILDING A/S | ZONE E 177 | NEW IDL PLANTROOM DEPTURES LEVEL. | LIVE AREA | Electrical | VENTILATION CONTROL PANEL | 1 |  |  | NO REF | TMS | CPE-S |  | AVERAGE
T 1 MAIN BUILDING A/S | ZONE E 177 | NEW IDL PLANTROOM DEPTURES LEVEL. | LIVE AREA | Electrical | INVERTOR CONTROL PANEL | 1 |  |  | 128-1G-09 | ALLDALES |  |  | AVERAGE
T 1 MAIN BUILDING A/S | ZONE E 177 | NEW IDL PLANTROOM DEPTURES LEVEL. | LIVE AREA | Electrical | INVERTOR CONTROL PANEL | 1 |  |  | 128-1G-10 | ALLDALES |  |  | AVERAGE
T 1 MAIN BUILDING A/S | ZONE E 177 | NEW IDL PLANTROOM DEPTURES LEVEL. | LIVE AREA | Electrical | INVERTOR CONTROL PANEL | 1 |  |  | 128-1G-03 | ALLDALES |  |  | AVERAGE
T 1 MAIN BUILDING A/S | ZONE E 177 | NEW IDL PLANTROOM DEPTURES LEVEL. | LIVE AREA | HVAC | AHU 06 | 1 |  |  | NO REF | McQUAY |  |  | AVERAGE
T 1 MAIN BUILDING A/S | ZONE E 177 | NEW IDL PLANTROOM DEPTURES LEVEL. | LIVE AREA | HVAC | AHU 04 | 1 |  |  | NO REF | McQUAY |  |  | AVERAGE
T 1 MAIN BUILDING A/S | ZONE E 177 | NEW IDL PLANTROOM DEPTURES LEVEL. | LIVE AREA | Electrical | INVERTOR CONTROL PANEL | 1 |  |  | 128-1G-03 | ALLDALES |  |  | AVERAGE
T 1 MAIN BUILDING A/S | ZONE E 177 | NEW IDL PLANTROOM DEPTURES LEVEL. | LIVE AREA | Electrical | MAIN SWITCH D/B | 1 |  |  | T 1 - DB- 1179 |  |  |  | AVERAGE
T 1 MAIN BUILDING A/S | ZONE E 177 | NEW IDL PLANTROOM DEPTURES LEVEL. | LIVE AREA | Electrical | METER | 1 |  |  | ID 004404 | ELSTER |  |  | AVERAGE
T 1 MAIN BUILDING A/S | ZONE E 177 | NEW IDL PLANTROOM DEPTURES LEVEL. | LIVE AREA | Electrical | METER | 1 |  |  | ID 004405 | ELSTER |  |  | AVERAGE
T 1 MAIN BUILDING A/S | ZONE E 177 | NEW IDL PLANTROOM DEPTURES LEVEL. | LIVE AREA | Electrical | METER | 1 |  |  | ID 004406 | ELSTER |  |  | AVERGE
T 1 MAIN BUILDING A/S | ZONE E 177 | NEW IDL PLANTROOM DEPTURES LEVEL. | LIVE AREA | Electrical | METER | 1 |  |  | ID 004407 | ELSTER |  |  | AVERAGE
T 1 MAIN BUILDING A/S | ZONE E 177 | NEW IDL PLANTROOM DEPTURES LEVEL. | LIVE AREA | Electrical | METER | 1 |  |  | ID 004408 | ELSTER |  |  | AVERAGE
T 1 MAIN BUILDING A/S | ZONE E 177 | NEW IDL PLANTROOM DEPTURES LEVEL. | LIVE AREA | Electrical | METER | 1 |  |  | ID 004409 | ELSTER |  |  | AVERGE
T 1 MAIN BUILDING A/S | ZONE E 177 | NEW IDL PLANTROOM DEPTURES LEVEL. | LIVE AREA | Electrical | METER | 1 |  |  | ID 004410 | ELSTER |  |  | AVERAGE
T 1 MAIN BUILDING A/S | ZONE E 177 | NEW IDL PLANTROOM DEPTURES LEVEL. | LIVE AREA | Electrical | METER | 1 |  |  | ID 004411 | ELSTER |  |  | AVERAGE
T 1 MAIN BUILDING A/S | ZONE E 177 | NEW IDL PLANTROOM DEPTURES LEVEL. | LIVE AREA | Electrical | METER | 1 |  |  | ID 004412 | ELSTER |  |  | AVERAG
T 1 MAIN BUILDING A/S | ZONE E 177 | NEW IDL PLANTROOM DEPTURES LEVEL. | LIVE AREA | Electrical | METER | 1 |  |  | ID 004413 | ELSTER |  |  | AVERAGE
T 1 MAIN BUILDING A/S | ZONE E 177 | NEW IDL PLANTROOM DEPTURES LEVEL. | LIVE AREA | Electrical | INVERTOR CONTROL PANEL | 1 |  |  | 128-1G--7 | ALLDALES |  |  | AVERAGE
T 1 MAIN BUILDING A/S | ZONE E 177 | NEW IDL PLANTROOM DEPTURES LEVEL. | LIVE AREA | Electrical | INVERTOR CONTROL PANEL | 1 |  |  | 128-1G-8 | ALLDALES |  |  | AVERAGE
T 1 MAIN BUILDING A/S | ZONE E 177 | NEW IDL PLANTROOM DEPTURES LEVEL. | LIVE AREA | Electrical | INVERTOR CONTROL PANEL | 1 |  |  | 128-3H-K-1 | DANFOS |  |  | AVERAGE
T 1 MAIN BUILDING A/S | ZONE E 177 | NEW IDL PLANTROOM DEPTURES LEVEL. | LIVE AREA | Electrical | INVERTOR CONTROL PANEL | 1 |  |  | 128-1G-1 | ALLDALES |  |  | AVERAGE
T 1 MAIN BUILDING A/S | ZONE E 177 | NEW IDL PLANTROOM DEPTURES LEVEL. | LIVE AREA | Mechanical | BOSS DOSING POT | 1 |  |  | NO REF | BOSS |  |  | AVERAGE
T 1 MAIN BUILDING A/S | ZONE E 177 | NEW IDL PLANTROOM DEPTURES LEVEL. | LIVE AREA | Mechanical | GRUNDFOS TWIN PUMP | 1 |  |  | NO REF | 96087488-P205070006-21 |  |  | AVERAGE
T 1 MAIN BUILDING A/S | ZONE E 177 | NEW IDL PLANTROOM DEPTURES LEVEL. | LIVE AREA | Mechanical | EXPANSION VESSEL | 1 |  |  | NO REF | BOSS |  |  | AVERAGE
T 1 MAIN BUILDING A/S | ZONE E 177 | NEW IDL PLANTROOM DEPTURES LEVEL. | LIVE AREA | Electrical | MAIN SWITCH D/B | 1 |  |  | T 1 - DB- 1178 |  |  |  | AVERAGE
T 1 MAIN BUILDING A/S | ZONE E 177 | NEW IDL PLANTROOM DEPTURES LEVEL. | LIVE AREA | Electrical | METER | 1 |  |  | ID 004414 | ELSTER |  |  | AVERAGE
T 1 MAIN BUILDING A/S | ZONE E 177 | NEW IDL PLANTROOM DEPTURES LEVEL. | LIVE AREA | HVAC | AHU 26 | 1 |  |  | NO REF | McQUAY |  |  | AVERAGE
T 1 MAIN BUILDING A/S | ZONE E 177 | NEW IDL PLANTROOM DEPTURES LEVEL. | LIVE AREA | HVAC | AHU 05 | 1 |  |  | NO REF | McQUAY |  |  | AVERAGE
T 1 MAIN BUILDING A/S | ZONE E 177 | NEW IDL PLANTROOM DEPTURES LEVEL. | LIVE AREA | Fire | FIU | 1 |  |  | 2034-003 | GENT | 34415 |  | AVERAGE
T 1 MAIN BUILDING A/S | ZONE E 177 | NEW IDL PLANTROOM DEPTURES LEVEL. | LIVE AREA | Electrical | DIU | 1 |  |  | NO REF |  |  |  | GOOD
T 1 MAIN BUILDING A/S | ZONE E 177 | NEW IDL PLANTROOM DEPTURES LEVEL. | LIVE AREA | Fire | FIRE DOOR | 1 |  |  | T 1 - FDR 0273 |  |  |  | AVERAGE
T 1 MAIN BUILDING A/S | ZONE E 177 | NEW IDL PLANTROOM DEPTURES LEVEL. | LIVE AREA | Electrical | MAID NEW | 1 |  |  | NO REF |  |  |  | AVERAGE
T 1 MAIN BUILDING A/S | ZONE E 177 | NEW IDL PLANTROOM DEPTURES LEVEL. | LIVE AREA | IT | BT COMMS | 1 |  |  | 5550 |  |  |  | AVERAGE
T 1 MAIN BUILDING A/S | ZONE E 177 | NEW IDL PLANTROOM DEPTURES LEVEL. | LIVE AREA | HVAC | AHU 03 | 1 |  |  | 6708306 | McQUAY |  |  | AVERAGE
T 1 MAIN BUILDING A/S | ZONE E 177 | NEW IDL PLANTROOM DEPTURES LEVEL. | LIVE AREA | Electrical | DB | 1 |  |  | T 1 - DB- 1177 | MEM |  |  | AVERAGE
T 1 MAIN BUILDING A/S | ZONE E 177 | NEW IDL PLANTROOM DEPTURES LEVEL. | LIVE AREA | Electrical | DB | 1 |  |  | T 1 - DB-1176 | MEM |  |  | AVERAGE
T 1 MAIN BUILDING A/S | ZONE E 177 | NEW IDL PLANTROOM DEPTURES LEVEL. | LIVE AREA | Electrical | DB | 1 |  |  | T 1 - DB - 1396 |  |  |  | AVERAGE
T 1 MAIN BUILDING A/S | ZONE E 177 | NEW IDL PLANTROOM DEPTURES LEVEL. | LIVE AREA | Electrical | DB | 1 |  |  | T 1 - DB - 1397 |  |  |  | AVERAGE
T 1 MAIN BUILDING A/S | ZONE E 177 | NEW IDL PLANTROOM DEPTURES LEVEL. | LIVE AREA | Electrical | DB | 1 |  |  | T 1 -DB - 1398 |  |  |  | AVERAGE
T 1 MAIN BUILDING A/S | ZONE E 177 | NEW IDL PLANTROOM DEPTURES LEVEL. | LIVE AREA | Electrical | DB | 1 |  |  | T 1 -DB - 1399 |  |  |  | AVERAGE
T 1 MAIN BUILDING A/S | ZONE E 177 | NEW IDL PLANTROOM DEPTURES LEVEL. | LIVE AREA | Electrical | DB | 1 |  |  | T 1 -DB -1400 |  |  |  | AVERAGE
T 1 MAIN BUILDING A/S | ZONE E 177 | NEW IDL PLANTROOM DEPTURES LEVEL. | LIVE AREA | Electrical | 110 TRANSFORMER | 1 |  |  | ID 857 |  |  |  | GOOD
T 1 MAIN BUILDING A/S | ZONE E 177 | NEW IDL PLANTROOM DEPTURES LEVEL. | LIVE AREA | IT | COMMS CAB | 1 |  |  | BAA 1169 |  |  |  | AVERAGE
T 1 MAIN BUILDING A/S | ZONE E 177 | NEW IDL PLANTROOM DEPTURES LEVEL. | LIVE AREA | Electrical | NODE PANEL | 1 |  |  | 16 PORT |  |  |  | AVERA\GE
T 1 MAIN BUILDING A/S | ZONE E 177 | NEW IDL PLANTROOM DEPTURES LEVEL. | LIVE AREA | Electrical | DAU | 1 |  |  | DAU 3209 |  |  |  | GOOD
T 1 MAIN BUILDING A/S | ZONE E 177 | NEW IDL PLANTROOM DEPTURES LEVEL. | LIVE AREA | Electrical | DAU | 1 |  |  | DAU 3210 |  |  |  | GOOD
T 1 MAIN BUILDING A/S | ZONE E 177 | NEW IDL PLANTROOM DEPTURES LEVEL. | LIVE AREA | Electrical | DAU | 1 |  |  | DAU 3214 |  |  |  | GOOD
T 1 MAIN BUILDING A/S | ZONE E 177 | NEW IDL PLANTROOM DEPTURES LEVEL. | LIVE AREA | Electrical | DAU | 1 |  |  | DAU 3214 |  |  |  | GOOD
T 1 MAIN BUILDING A/S | ZONE E 177 | NEW IDL PLANTROOM DEPTURES LEVEL. | LIVE AREA | Electrical | INVERTOR CONTROL PANEL | 1 |  |  | 128-1G-2 | ALLDALES |  |  | AVERAGE
T 1 MAIN BUILDING A/S | ZONE E 177 | NEW IDL PLANTROOM DEPTURES LEVEL. | LIVE AREA | Electrical | DAU | 1 |  |  | DAU 3208 |  |  |  | GOOD
T 1 MAIN BUILDING A/S | ZONE E 177 | NEW IDL PLANTROOM DEPTURES LEVEL. | LIVE AREA | Electrical | DAU | 1 |  |  | DAU 3202 |  |  |  | GOOD
T 1 MAIN BUILDING A/S | ZONE E 177 | NEW IDL PLANTROOM DEPTURES LEVEL. | LIVE AREA | Electrical | DAU | 1 |  |  | DAU 3201 |  |  |  | GOOD
T 1 MAIN BUILDING A/S | ZONE E 177 | NEW IDL PLANTROOM DEPTURES LEVEL. | LIVE AREA | Fire | SOUNDERS & BEACONS | 16 |  |  | NO REF |  |  |  | GOOD
T 1 MAIN BUILDING A/S | ZONE E 177 | NEW IDL PLANTROOM DEPTURES LEVEL. | LIVE AREA | Fire | FIRE DOOR | 1 |  |  | T 1 - FDR- 0275 |  |  |  | AVERAGE
T 1 MAIN BUILDING A/S | ZONE E 177 | NEW IDL PLANTROOM DEPTURES LEVEL. | LIVE AREA | Electrical | ELT | 12 |  |  | NO REF |  |  |  | AVERAGE
T 1 MAIN BUILDING A/S | ZONE E 177 | NEW IDL PLANTROOM DEPTURES LEVEL. | LIVE AREA | Electrical | N0RMAL LIGHTING | 32 |  |  | NO REF |  |  |  | AVERAGE
T 1 MAIN BUILDING A/S | ZONE E 177 | NEW IDL PLANTROOM DEPTURES LEVEL. | LIVE AREA | Electrical | INVERTOR CONTROL PANEL | 1 |  |  | 128-3H-K-3 |  |  |  | AVERAGE
T 1 MAIN BUILDING A/S | ZONE E 177 | NEW IDL PLANTROOM DEPTURES LEVEL. | LIVE AREA | Electrical | INVERTOR CONTROL PANEL | 1 |  |  | 128-3H-K-4 |  |  |  | AVERAGE
T 1 MAIN BUILDING A/S | ZONE E 177 | NEW IDL PLANTROOM DEPTURES LEVEL. | LIVE AREA | Mechanical | GRUNDFOS PUMP | 1 |  |  | NO REF | GRUNDFOS | DD1M2 1BBH |  | AVERAGE
T 1 MAIN BUILDING A/S | ZONE E 177 | NEW IDL PLANTROOM DEPTURES LEVEL. | LIVE AREA | Mechanical | GRUNDFOS PUMP | 1 |  |  | NO REF | GRUNDFOS | DD1M2 1BBH |  | AVERAGE
T 1 MAIN BUILDING A/S | ZONE E 177 | NEW IDL PLANTROOM DEPTURES LEVEL. | LIVE AREA | Electrical | INVERTOR CONTROL PANEL | 1 |  |  | 128-3H-K-8 |  |  |  | AVERAGE
T 1 MAIN BUILDING A/S | ZONE E 177 | NEW IDL PLANTROOM DEPTURES LEVEL. | LIVE AREA | Electrical | INVERTOR CONTROL PANEL | 1 |  |  | 128-3H-K-9 |  |  |  | AVERAGE
T 1 MAIN BUILDING A/S | ZONE E 177 | NEW IDL PLANTROOM DEPTURES LEVEL. | LIVE AREA | Electrical | INVERTOR CONTROL PANEL | 1 |  |  | 128-3H-K-10 |  |  |  | AVERAGE
T 1 MAIN BUILDING A/S | ZONE E 177 | NEW IDL PLANTROOM DEPTURES LEVEL. | LIVE AREA | Electrical | 110 TRANSFORMER | 1 |  |  | ASS NO 861 |  |  |  | AVERAGE
T 1 MAIN BUILDING A/S | ZONE E 177 | NEW IDL PLANTROOM DEPTURES LEVEL. | LIVE AREA | Electrical | BMS PANEL | 1 |  |  | OUT STATION 269 | INVENSEYS |  |  | AVERAGE
T 1 MAIN BUILDING A/S | ZONE E 177 | NEW IDL PLANTROOM DEPTURES LEVEL. | LIVE AREA | Electrical | BMS PANEL | 1 |  |  | OUT STATION 265 | SATCHWELL |  |  | AVERAGE
T 1 MAIN BUILDING A/S | ZONE E 177 | NEW IDL PLANTROOM DEPTURES LEVEL. | LIVE AREA | Fire | FIRE ALARM PUBLIC ADDRESS VOICE ALARM | 1 |  |  | VOICE PANEL 22 R-12 | GENT |  |  | AVERAGE
T 1 MAIN BUILDING A/S | ZONE E 177 | NEW IDL PLANTROOM DEPTURES LEVEL. | LIVE AREA | Fire | FIRE ALARM PUBLIC ADDRESS BATTERY UNIT | 1 |  |  | NO REF | GENT |  |  | AVERAGE
T 1 MAIN BUILDING A/S | ZONE E 177 | NEW IDL PLANTROOM DEPTURES LEVEL. | LIVE AREA | Fire | FIRE CONTROL PANEL | 1 |  |  | FAP 203 | GENT |  |  | AVERAGE
T 1 MAIN BUILDING A/S | ZONE E 177 | NEW IDL PLANTROOM DEPTURES LEVEL. | LIVE AREA | Fire | FIU | 1 |  |  | 2034-005 | GENT | 34415 |  | GOOD
T 1 MAIN BUILDING A/S | ZONE E 177 | NEW IDL PLANTROOM DEPTURES LEVEL. | LIVE AREA | Electrical | DB | 1 |  |  | T 1 - DB - 1172 | MEM |  |  | AVERAGE
T 1 MAIN BUILDING A/S | ZONE E 177 | NEW IDL PLANTROOM DEPTURES LEVEL. | LIVE AREA | Electrical | ISOLATOR SWITCH | 1 |  |  | NO REF | MEM 200A |  |  | AVERAGE
T 1 MAIN BUILDING A/S | ZONE E 177 | NEW IDL PLANTROOM DEPTURES LEVEL. | LIVE AREA | Electrical | DB | 1 |  |  | T 1 - DB - 1173 | MEM |  |  | AVERAGE
T 1 MAIN BUILDING A/S | ZONE E 177 | NEW IDL PLANTROOM DEPTURES LEVEL. | LIVE AREA | Electrical | SMOKE VENT PANEL | 1 |  |  | SOR1853 | RITTAL |  |  | AVERAGE
T 1 MAIN BUILDING A/S | ZONE E 177 | NEW IDL PLANTROOM DEPTURES LEVEL. | LIVE AREA | Electrical | MONITORING JUNCTION BOX | 1 |  |  | NO REF |  |  |  | AVERAGE
T 1 MAIN BUILDING A/S | ZONE E 177 | NEW IDL PLANTROOM DEPTURES LEVEL. | LIVE AREA | Electrical | EARTH SWITCH BAR | 1 |  |  | IDL E4 |  |  |  | AVERAGE
T 1 MAIN BUILDING A/S | ZONE E 177 | NEW IDL PLANTROOM DEPTURES LEVEL. | LIVE AREA | Electrical | SWITCH BOARD DB | 1 |  |  | T 1 - DB - 1171 | DORMAN SMITH |  |  | AVERAGE
T 1 MAIN BUILDING A/S | ZONE E 177 | NEW IDL PLANTROOM DEPTURES LEVEL. | LIVE AREA | Electrical | SWITCH BOARD DB | 1 |  |  | T 1 - DB - 1172 | DORMAN SMITH |  |  | AVERAGE
T 1 MAIN BUILDING A/S | ZONE E 177 | NEW IDL PLANTROOM DEPTURES LEVEL. | LIVE AREA | Electrical | DB | 1 |  |  | T 1 - DB - 1167 | MEM |  |  | AVERAGE
T 1 MAIN BUILDING A/S | ZONE E 177 | NEW IDL PLANTROOM DEPTURES LEVEL. | LIVE AREA | Electrical | DB | 1 |  |  | T 1 - DB - 1166 | MEM |  |  | AVERAGE
T 1 MAIN BUILDING A/S | ZONE E 177 | NEW IDL PLANTROOM DEPTURES LEVEL. | LIVE AREA | Electrical | ELT CIR MONITOR | 1 |  |  | 128-1H-A |  |  |  | AVERAGE
T 1 MAIN BUILDING A/S | ZONE E 177 | NEW IDL PLANTROOM DEPTURES LEVEL. | LIVE AREA | Electrical | DB | 1 |  |  | T 1 - DB - 1164 |  |  |  | AVERAGE
T 1 MAIN BUILDING A/S | ZONE E 177 | NEW IDL PLANTROOM DEPTURES LEVEL. | LIVE AREA | Electrical | DB | 1 |  |  | T 1 - DB- 1165 |  |  |  | AVERGE
T 1 MAIN BUILDING A/S | ZONE E 177 | NEW IDL PLANTROOM DEPTURES LEVEL. | LIVE AREA | Electrical | 110 TRANSFORMER | 1 |  |  | ASS NO 856 |  |  |  | AVERAGE
T 1 MAIN BUILDING A/S | ZONE E 177 | NEW IDL PLANTROOM DEPTURES LEVEL. | LIVE AREA | Electrical | INVERTOR CONTROL PANEL | 1 |  |  | 128-1G--12 |  |  |  | AVERAGE
T 1 MAIN BUILDING A/S | ZONE E 177 | NEW IDL PLANTROOM DEPTURES LEVEL. | LIVE AREA | Electrical | INVERTOR CONTROL PANEL | 1 |  |  | 128-1G-13 |  |  |  | AVERAGE
T 1 MAIN BUILDING A/S | ZONE E 177 | NEW IDL PLANTROOM DEPTURES LEVEL. | LIVE AREA | Electrical | DIU | 1 |  |  | NO REF |  |  |  | GOOD
T 1 MAIN BUILDING A/S | ZONE E 177 | NEW IDL PLANTROOM DEPTURES LEVEL. | LIVE AREA | Electrical | MAID NEW | 1 |  |  | NO REF |  |  |  | GOOD
T 1 MAIN BUILDING A/S | ZONE E 177 | NEW IDL PLANTROOM DEPTURES LEVEL. | LIVE AREA | Fire | FIU | 1 |  |  | 2034-002 | GENT | 34415 |  | GOOD
T 1 MAIN BUILDING A/S | ZONE E 177 | NEW IDL PLANTROOM DEPTURES LEVEL. | LIVE AREA | Fire | FIRE DOOR | 1 |  |  | T 1 - FDR 0274 |  |  |  | AVERAGE
T 1 MAIN BUILDING A/S | ZONE E 177 | NEW IDL PLANTROOM DEPTURES LEVEL. | LIVE AREA | Electrical | ISOLATOR SWITCH | 1 |  |  | NO REF | MEM 20A |  |  | AVERAGE
T 1 MAIN BUILDING A/S | ZONE 178 | NEW IDL PLANTROOM BEHIND WHS | LIVE AREA | Fire | FIRE DOOR | 1 |  |  | NO REF |  |  |  | GOOD
T 1 MAIN BUILDING A/S | ZONE 178 | NEW IDL PLANTROOM BEHIND WHS | LIVE AREA | Electrical | MAID NEW | 1 |  |  | MAID/S 1-117D0-RDR |  |  |  | GOOD
T 1 MAIN BUILDING A/S | ZONE 178 | NEW IDL PLANTROOM BEHIND WHS | LIVE AREA | Electrical | DIU | 1 |  |  | NO REF | CEM SYSTEMS |  |  | GOOD
T 1 MAIN BUILDING A/S | ZONE 178 | NEW IDL PLANTROOM BEHIND WHS | LIVE AREA | Fire | SOUNDERS & BEACONS | 1 |  |  | NO REF |  |  |  | GOOD
T 1 MAIN BUILDING A/S | ZONE 178 | NEW IDL PLANTROOM BEHIND WHS | LIVE AREA | IT | COMMS CAB | 1 |  |  | BAA 1285 |  |  |  | GOOD
T 1 MAIN BUILDING A/S | ZONE 178 | NEW IDL PLANTROOM BEHIND WHS | LIVE AREA | IT | COMMS CAB | 1 |  |  | BAA 1286 |  |  |  | GOOD
T 1 MAIN BUILDING A/S | ZONE 178 | NEW IDL PLANTROOM BEHIND WHS | LIVE AREA | Electrical | ELT | 1 |  |  | NO REF |  |  |  | GOOD
T 1 MAIN BUILDING A/S | ZONE 178 | NEW IDL PLANTROOM BEHIND WHS | LIVE AREA | Electrical | DB | 1 |  |  | B2-B | EATON |  |  | GOOD
T 1 MAIN BUILDING A/S | ZONE 178 | NEW IDL PLANTROOM BEHIND WHS | LIVE AREA | Electrical | NORMAL LIGHTING | 2 |  |  | NO REF |  |  |  | GOOD
T 1 MAIN BUILDING A/S | ZONE 178 | NEW IDL PLANTROOM BEHIND WHS | LIVE AREA | IT | BLUETOOTH CAB | 3 |  |  | NO REF |  |  |  | GOOD
T 1 MAIN BUILDING A/S | ZONE 178 | NEW IDL PLANTROOM BEHIND WHS | LIVE AREA | HVAC | HVAC UNIT | 1 |  |  | NO REF | DAIKIN | FAQ71CVEB | E003081 | GOOD
T 1 MAIN BUILDING A/S | ZONE 178 | NEW IDL PLANTROOM BEHIND WHS | LIVE AREA | HVAC | HVAC CONTROL | 1 |  |  | 11134-HVAC-PAN-CNS-0001 |  |  |  | GOOD
T 1 MAIN BUILDING A/S | ZONE 178 | NEW IDL PLANTROOM BEHIND WHS | LIVE AREA | Electrical | ELECT/PANEL | 1 |  |  | NO REF |  |  |  | GOOD
T 1 MAIN BUILDING A/S | ZONE 178 | NEW IDL PLANTROOM BEHIND WHS | LIVE AREA | Electrical | NORM/ LIGHTING CONTROL | 1 |  |  | D.B-COMM./1 |  |  |  | GOOD
T 1 MAIN BUILDING A/S | ZONE 178 | NEW IDL PLANTROOM BEHIND WHS | LIVE AREA | Electrical | DB | 1 |  |  | T 1 - DB - 1189 | EATON |  |  | GOOD
T 1 MAIN BUILDING A/S | ZONE 178 | NEW IDL PLANTROOM BEHIND WHS | LIVE AREA | Electrical | FIRE DOOR | 1 |  |  | NO REF |  |  |  | GOOD
T 1 MAIN BUILDING A/S | ZONE 231 | BOH CORRIDOR STAFF ROUTE | LIVE AREA | Fire | FIRE DOORS | 1 |  |  | T1 - AD-112 | KONE |  |  | AVERAGE
T 1 MAIN BUILDING A/S | ZONE 231 | BOH CORRIDOR STAFF ROUTE | LIVE AREA | Electrical | MAID NEW | 1 |  |  | NO REF |  |  |  | AVERAGE
T 1 MAIN BUILDING A/S | ZONE 231 | BOH CORRIDOR STAFF ROUTE | LIVE AREA | Electrical | NORMAL LIGHTING | 5 |  |  | NO REF |  |  |  | POOR
T 1 MAIN BUILDING A/S | ZONE 231 | BOH CORRIDOR STAFF ROUTE | LIVE AREA | Fire | FIRE DOOR | 1 |  | RO298 | 1-EC-MB-FD-193 |  |  |  | AVERAGE
T 1 MAIN BUILDING A/S | ZONE 231 | BOH CORRIDOR STAFF ROUTE | LIVE AREA | Electrical | EMRGY SIGN | 1 |  |  | NO REF |  |  |  | POOR
T 1 MAIN BUILDING A/S | ZONE 231 | BOH CORRIDOR STAFF ROUTE | LIVE AREA | Fire | FIU | 1 |  |  | 2214-025 | GENT | 34415 |  | POOR
T 1 MAIN BUILDING A/S | ZONE 231 | BOH CORRIDOR STAFF ROUTE | LIVE AREA | IT | BT COMMS | 1 |  |  | 4277 |  |  |  | AVERAGE
T 1 MAIN BUILDING A/S | ZONE 231 | BOH CORRIDOR STAFF ROUTE | LIVE AREA | Electrical | EMRGY SIGN | 1 |  |  | DB-128-1H-F-5B |  |  |  | AVERAGE
T 1 MAIN BUILDING A/S | ZONE 231 | BOH CORRIDOR STAFF ROUTE | LIVE AREA | Fire | FIU | . |  |  | 4201-1/2 | GENT |  |  | AVERAGE
T 1 MAIN BUILDING A/S | ZONE 231 | BOH CORRIDOR STAFF ROUTE | LIVE AREA | Fire | FIU | 1 |  |  | 2215-033 | GENT | 34415 |  | AVERAGE
T 1 MAIN BUILDING A/S | ZONE 231 | BOH CORRIDOR STAFF ROUTE | LIVE AREA | Fire | FIRE DOOR | 1 |  | RO296 | 1-EC-MB-FD-185 | GENT |  |  | AVERAGE
T 1 MAIN BUILDING A/S | ZONE 231 | BOH CORRIDOR STAFF ROUTE | LIVE AREA | Fire | FIU | 1 |  |  | 2215-005 | GENT | 34415 |  | AVERAGE
T 1 MAIN BUILDING A/S | ZONE 231 | BOH CORRIDOR STAFF ROUTE | LIVE AREA | Fire | FIU | 1 |  |  | 2215-034 | GENT | 34415 |  | AVERAGE
T 1 MAIN BUILDING A/S | ZONE 231 | BOH CORRIDOR STAFF ROUTE | LIVE AREA | Fire | FIRE DOOR | 1 |  |  | T1 - AD-113 | KONE |  |  | AVERAGE
T 1 MAIN BUILDING A/S | ZONE 231 | BOH CORRIDOR STAFF ROUTE | LIVE AREA | Electrical | DOOR CONTROL SENSOR | 2 |  |  | NO REF |  |  |  | AVERAGE
T 1 MAIN BUILDING A/S | ZONE 231 | BOH CORRIDOR STAFF ROUTE | LIVE AREA | Fire | FIU | 1 |  |  | 2215-004 | GENT | 34415 |  | AVERAGE
T 1 MAIN BUILDING A/S | ZONE 231 | BOH CORRIDOR STAFF ROUTE | LIVE AREA | Fire | FIU | 1 |  |  | 2215-003 | GENT | 34415 |  | AVERAGE
T 1 MAIN BUILDING A/S | ZONE 231 | BOH CORRIDOR STAFF ROUTE | LIVE AREA | IT | BT COMMS | 1 |  |  | 4278 |  |  |  | AVERAGE
T 1 MAIN BUILDING A/S | ZONE 231 | BOH CORRIDOR STAFF ROUTE | LIVE AREA | Electrical | EMRGY SIGN | 1 |  |  | NO REF |  |  |  | POOR
T 1 MAIN BUILDING A/S | ZONE 231 | BOH CORRIDOR STAFF ROUTE | LIVE AREA | Electrical | BUZZ BAR JOINING PANEL BOX | 1 |  |  | B2B |  |  |  | AVERAGE
T 1 MAIN BUILDING A/S | ZONE 231 | BOH CORRIDOR STAFF ROUTE | LIVE AREA | Fire | FIU | 1 |  |  | 2214-013 | GENT | 34415 |  | AVERAGE
T 1 MAIN BUILDING A/S | ZONE 231 | BOH CORRIDOR STAFF ROUTE | LIVE AREA | Fire | FIRE DOOR | 1 |  | RO295 | 1-EC-MB-FD-187 |  |  |  | AVERAGE
T 1 MAIN BUILDING A/S | ZONE 231 | BOH CORRIDOR STAFF ROUTE | LIVE AREA | Fire | FIRE DOOR | 1 |  | RO294 | 1 -EC-MB-FD-188 |  |  |  | AVERAGE
T 1 MAIN BUILDING A/S | ZONE 231 | BOH CORRIDOR STAFF ROUTE | LIVE AREA | Fire | FIRE DORR | 1 |  | RO293 | 1 - EC-MB-FD-190 |  |  |  | AVERAGE
T 1 MAIN BUILDING A/S | ZONE 231 | BOH CORRIDOR STAFF ROUTE | LIVE AREA | Fire | FIRE DOOR | 1 |  | RO292 | 1 -EC-MB-FD-192 |  |  |  | AVERAGE
T 1 MAIN BUILDING A/S | ZONE 231 | BOH CORRIDOR STAFF ROUTE | LIVE AREA | Electrical | BUZZ BAR JOINING PANEL BOX | 1 |  |  | B2C |  |  |  | AVERAGE
T 1 MAIN BUILDING A/S | ZONE 231 | BOH CORRIDOR STAFF ROUTE | LIVE AREA | Fire | FIU | 1 |  |  | 2215-002 | GENT | 34415 |  | GOOD
T 1 MAIN BUILDING A/S | ZONE 231 | BOH CORRIDOR STAFF ROUTE | LIVE AREA | Fire | FIRE DOOR | 1 |  |  | 1-EC-MB-FD-191 |  |  |  | AVERAGE
T 1 MAIN BUILDING A/S | ZONE 231 | BOH CORRIDOR STAFF ROUTE | LIVE AREA | Electrical | EMRGY SIGN | 1 |  |  | NO 159 |  |  |  | AVERAGE
Note on A4: Location: Where in the terminal is this item located?
Note on C4: Room / Room No: Enter the exact location or room number for this item location, old WH Smith / Dixons etc
Note on D4: Location Status: Is this area still live to the public or is it dead to them, have we mothballed it etc
Note on E4: Service Type: What service is it? Electrical, mechanical, HVAC etc
Note on F4: Service Description: What is it? DHW, LTHW, ring main, FCU etc
Note on H4: Steven Mearns: Where is the service fed from / isolation point etc
Note on P4: Service Status: What is the current status of the service, is it live, is it isolated etc
Note on F37: Door interface unit
Note on K2891: Asset2: ET

## Sheet2 (hidden)
Assets List
1 | Pier 4 | Electrical | Live Area | Live | Yes | Good
2 | Pier 4a | Mechanical | Dead Area | Live Maintain | No | Average | Access Control (Egress Unit)
3 | New IDL | Fire | Back of house | Drained / Isolated |  | Poor | Access Control (Interface Unit)
4 | Old IDL | LEPC |  | Isolated |  | Removed | Access Control (MAID)
5 | New IDL Retail | Airbridge | Mothballed | De-commissioned |  |  | Access Control (SALTO)
6 | Old IDL Retail | FFE |  | Removed |  |  | Access Control (SALTO)
7 | Pier 3 | HVAC |  | Not In Use |  |  | Access Control (Sounders & Beacons)
8 | FCC | IT |  |  |  |  | AIM Data Verified (Asset to Unit Code)
| Imigration | Specialist Systems |  |  |  |  | BMS Control Panel
| Eurolounge | Architectual |  |  |  |  | BMS Panel
| Europier | Baggage |  |  |  |  | CCTV
| Arrivals Reclaim | Toilets |  |  |  |  | CCTV Accessible
| Arrivals Landside | Kitchen |  |  |  |  | Chilled Water Heat Exchangers
| Departures Landside | Security |  |  |  |  | Chilled Water Meters
| Departures Airside | Security FFE |  |  |  |  | Chilled Water Pressurisation Unit
Chilled Water Pumps
Chilled Water Valves
Dampers Accessible
Domestic Hot Water Pumps
Domestic Hot Water Valves
Door Asset Label
Door interface Unit Accessible
Door Wayfinding
Door Wayfinding
Doors
Earth Bar Disconnect Link
Earth Bar Disconnect Link
ELT Distribution Board
Emergency Lighting
Emergency Lighting
Escalator
Fan Coil Units Accessible
FID's
Fire Dampers Accessible
Fire Detection Accessible
Fire Detection Accessible
Fire Detection Interface Units
Fire Detection Panels
Fixed Link Fuseable Fire Dampers (AHU)
Fixed Link Fuseable Fire Dampers (AHU)
Fixed Link Fuseable Fire Dampers (D/T)
Fixed Link Fuseable Fire Dampers (D/T)
HVAC Air Handling Unit
Lighting Accessible
Lighting Accessible
LTHW Expansion Vessel
LTHW Heat Exchanger
LTHW Pressurisation Units
LTHW Pumps
LTHW Valves
LV Distribution Board
LV Distribution Board
LV Meters
LV Meters
LV Switchboards
LV Switchboards
LV Transformers
LV Transformers
Motorised Dampers (AHU)
Motorised Dampers (D/T)
Motorised Fire Dampers (AHU Ref)
Motorised Fire Dampers (AHU)
Motorised Fire Dampers (D/T)
Motorised Fire Dampers (D/T)
Normal Lighting
PAVA Accessible
Pipework Identification Labelling
Potable Water Valves
Sanitary
Static Signage
Valves
Valves Accessible
Valves Accessible